## COVER
PROPOSED INTERGRATED SECURITY MANAGEMENT SYSTEM
AT REINSURANCE PLAZA-KISUMU
FOR KENYA REINSURANCE CORPORATION
SECTION VII
BILLS OF QUANTITIES
Project Manager/Security Consultant
International Security Consultant Holdings (I.C.S)
P.O. Box 56293 - 00200
NAIROBI
Project Architect |  | Quantity Surveyor
Hertiage Associates Ltd |  | Costek Alma
P.O. Box 56293 - 00200 |  | P.O. Box 20852 - 00202
NAIROBI |  | NAIROBI
Electrical/Mechanical Engineer |  | Structural Engineer
Gedox Associates |  | Armitech Consulting Engineers
P.O. Box 64441- 00620 |  | P.O. Box 48453- 00100
NAIROBI |  | NAIROBI

## DIV PRELIMINARIES
SECTION NO. 01
PRELIMINARIES

## PART PRELIMS
ITEM | DESCRIPTION | AMOUNT
PARTICULAR PRELIMINARIES
A | PRICING ITEMS OF PRELIMINARIES:
Prices SHALL BE INSERTED against items of “preliminaries” in the tenderer’s priced Bills of Quantities.
Please note that failure to price any item of general or particular preliminaries will be
| construed to mean that the tenderer wishes to provide for that item free of charge. | 0
B | VALUE ADDED TAX:
| The tenderer shall include VAT in their prices as no Lumpsum addition on account of this will be accepted. Failure to do so will render his/her tender NON-RESPONSIVE and therefore liable to be disqualified automatically. | 0
C | SCOPE OF CONTRACT:
The works are to be carried out comprise Supply, Installation, Configuration, Testing and Commissioning of Integrated Security Management System (ISMS) and associated civil, electrical and mechanical works at Reonsurance Plaza Kisumu.
| The works also include associated Mechanical and Plumbing installations ,Electrical installations and assocaited Builders works . | 0
D | DESCRIPTION OF THE WORKS
The works to be carried out under this contract comprise Supply, Installation, Configuration, Testing and Commissioning of Integrated Security Management System (ISMS) with and including the associated civil works, mechanical and electrical installations at Reinsurance Plaza, Kisumu .
| The works will also include general refurbishment of existing infrastructure and repairs to existing office spaces . | 0
Total Total Carried to Collection USD
0
ITEM | DESCRIPTION | AMOUNT
A | MEASUREMENTS
| In the event of any discrepancies arising between the Bills of Quantities and the actual works, the site measurements shall generally take precedence. However, such discrepancies between any contract documents shall immediately be referred to the Project Manager in accordance with the Conditions of Contract. The discrepancies shall then be treated as a variation and be dealt with in accordance with the said Conditions. | 0
B | LOCATION OF THE SITES
The site of the works is at REINSURANCE PLAZA KISUMU . The site is located within Kisumu CBD at the junction of Oginga Odinga and Achieng Oneko roads .
NOTE
The tenderer shall be deemed to have visited the above sites and familiarised himself with all site conditions prior to submission of tender.
| No claims arising from the tenderer's failure to do so will be entertained. | 0
C | EXISTING BUILDING SERVICES
Special precaution shall be required throughout the contract period to avoid damage to the existing building elements, cables, drains and other services. The Tenderer shall take special note that these are live sites with on going government and business organizations and any disruption of services will be devastating and costly.
| The contractor shall allow for expeditiously making good any damage arising from his actions during execution of this contract at his own expense. | 0
D | GENERAL SPECIFICATIONS
| The contractor is referred to the General Specification for Building Works 1976 Edition Pages B1 - B2 inclusive and must allow for all costs in complying with these clauses. | 0
E | CONTRACT COMPLETION PERIOD
The contract completion period must be strictly adhered to by the Contractor.
The Project Manager shall strictly monitor the contractor's progress in relation to the progress chart and should it be found necessary, the Project Manager shall inform the contractor in writing that his actual performance on any of the sites is not satisfactory.
| In all such cases, the contractor shall accelerate his rate of performance, production and progress by all means such as additional labour, plant, etc and working overtime all at his cost. | 0
Total Total Carried to Collection USD
0
ITEM | DESCRIPTION | AMOUNT
A | WORKING CONDITIONS
| The contractor shall allow in his rates for any interference that he may encounter in the course of execution of the works for the Client may in some cases ask the contractor not to proceed with the works until some activities within the sites are completed. | 0
B | SIGNBOARD
| Allow for providing, erecting, maintaining throughout the course of the Contract and afterwards clearing away a signboard as designed, specified and approved by the Project Manager. | 0
C | LABOUR CAMPS
| The contractor shall not be allowed to house labour on any of the sites. Allow for transporting workers to and from the sites during the tenure of the contract. | 0
D | PRICING RATES
| The tenderer shall include for all costs in executing the whole of the works, including transport, replacing damaged items, fixing, all to comply with the said Conditions of Contract. | 0
E | URGENCY OF THE WORKS
The contractor is notified that these “ works are urgent” and should be completed within the period stated in these Particular Preliminaries.
| The contractor shall allow in his rates for any costs he deems that he may incur by having to complete these works within the stipulated contract period. | 0
F | PAYMENT FOR MATERIALS ON SITE
| All materials for incorporation in the works must be stored on each site before payment is effected, unless specifically exempted by the Project Manager. This is to include materials of the contractor, nominated sub - contractors and nominated suppliers. | 0
G | CREDIT FOR SALVAGE MATERIAL
Demolished material that can be reinstated or whose value is not negligible and whose description in the Bills of Quantities include the element of carting away , must be accounted for by the Main Contractor . The Main Contractor must provide credit to the employer for such items .The value that the Main Contractor provides for these items must be included in these Bills of Quantities . The main contractor must seek the written approval of the Project Manager and or the Project Quantity Surveyor prior to the extraction of salavage materials from the site .
Total Total Carried to Collection USD
0
ITEM | DESCRIPTION | AMOUNT
A | EXISTING SERVICES
| Prior to the commencement of any work, the contractor is to ascertain from the relevant Authority(ies) the exact position, depth and level of all existing services in the area and he shall make whatever provisions may be required by the authorities concerned for the support, maintenance and protection of such services. | 0
B | TENDER DOCUMENTS
| Tender documents are as listed in the Contents Page. The Tenderer should check and confirm that all the documents are included otherwise to notify the Project Manager of any discrepancy before submission of the tender. | 0
C | DELIVERY OF TENDER
Tenders and all documents in connection therewith, as specified above must be delivered in the addressed envelope which should be properly sealed and deposited at the offices as specified in the letter accompanying these documents or as indicated in the advertisement.
| Tenders will be opened at the time specified in the letter accompanying these Tender Documents or as indicated in the advertisement. Tenders delivered/received later than the above time will not be opened. | 0
D | ADVANCE PAYMENT
| Advance payment shall be guided by the General Conditions of Contract (Clause 49) and the Special Conditions of Contract included with this tender document . | 0
E | FLUCTUATIONS
| This will be a fixed price contract and not subject to the Fluctuations Clause | 0
F | AS BUILT DRAWINGS FOR ELECTRICAL AND MECHANICAL INSTALLATIONS
Allow for preparing and submitting ''As Built Drawings'' for all installations in soft and
printed copies as would be instructed by the Consultants.
| Allow for preparing and submitting all operation manuals, test reports and all other handover documents. A minimum of 3 copies of each drawing ,manual ,report ,datasheet e.t.c will be required from the Contractor upon the Employer or Project consultants request . The Main Contractor will be expected to furnish the requested drawings within seven after the requested is formally issued in writing by either the Employer or the project consultants . | 0
Total Total Carried to Collection USD
0
ITEM | DESCRIPTION | AMOUNT
D | PARTICULARS OF INSERTIONS TO BE MADE IN APPENDIX TO CONTRACT AGREEMENT
The following are the insertions to be made in the appendix to the Contract Agreement: -
Period of Final Measurement 6 Months from Practical completion
Defects Liability Period 12 Months from Practical completion
Date for Possession To be agreed with the Project Manager.
| Period for Mobilization …………. Weeks from date of Possession. |  | Please indicate the amount of time you will require to mobilize
| Date for Completion …………. Weeks from date of Possession. |  | Please insert your proposed contract period in weeks
Liquidated and Ascertained At the rate of USD 2,500 per week or part thereof
Prime cost sums for which the contractor desires to tender :-
……………………………………………………………………………………………
……………………………………………………………………………………………
……………………………………………………………………………………………
Period of Interim Certificates Monthly on application by contractor
Period of Honouring Certificates Thirty (30 ) Days
Minimum Certified Amount USD. 100,000
Percentage of Certified Value Retained 10%
Limit of Retention Fund 10% of Contract Sum
Bonds The Bonds required shall be from approved
Banking or Insurance Institutions ONLY
Total Total Carried to Collection USD
0
ITEM | DESCRIPTION | AMOUNT
COLLECTION FOR PARTICULAR PRELIMINARIES
| Brought forward from Page 215 | 0
| Brought forward from Page 216 | 0
| Brought forward from Page 217 | 0
| Brought forward from Page 218 | 0
| Brought forward from Page 219 | 0
| TOTAL FOR PARTICULAR PRELIMINARIES CARRIED TO SUMMARY OF PRELIMINARIES | 0

## GEN PRELIMS
ITEM | DESCRIPTION | AMOUNT
GENERAL PRELIMINARIES
A | PRICING ITEMS OF PRELIMINARIES AND PREAMBLES
Prices will be inserted against items of Preliminaries in the contractor's priced Bills of Quantities and Specification. Note that the currency to be used for purposes of pricing is the american dollar (USD).
The contractor shall be deemed to have included in his prices or rates for the various items in the Bills of Quantities or Specification for all costs involved in complying with all the requirements for the proper execution of the whole of the works in the Contract.
B | ABBREVIATIONS
Throughout these Bills, units of measurement and terms are abbreviated and shall be all the requirements for the proper execution of the whole of the works in the Contract.
C.M. or CM Shall mean cubic metre
S.M. or SM Shall mean square metre
L.M. or LM Shall mean linear metre
MM or mm Shall mean Millimetre
Kg. or KG Shall mean Kilogramme
No. or No. Shall mean Number
Prs. or PRS Shall mean Pairs
B.S. Shall mean the British Standard Specification Published
by the British Standards Institution, 2 Park Street,
London W.I., England.
Ditto Shall mean the whole of the preceding description
except as qualified in the description in which it occurs.
m.s. Shall mean measured separately.
a.b.d Shall mean as before described.
Total Total Carried to Collection USD
0
ITEM | DESCRIPTION | AMOUNT
A | PARTICULARS TO CONDITION OF CONTRACT
The folowing terms referring to parties relating to this contract when appearing in this contract shall be ascribed the meanings as detailed below:-
EMPLOYER
The "Employer" is Kenya Reinsurance Corporation Ltd
P.O. Box 30271-00100
NAIROBI
The term "Employer" and "Client" wherever used in the contract document shall be synonymous
CONSULTANTS
Project Manager :
International Security Consultant (ISC)
P.O Box 42077 – 00100, NAIROBI
Architects :
Heritage Associate Ltd
Architects, Interior designers & Project Managers
P.O Box 56293 – 00200, NAIROBI
Quantity Surveyor:
Costek Alma
Quantity Surveyors , Building Economists & Project Managers ,
P.O. Box 20852 - 00202, NAIROBI
Electrical/Mechanical Engineer:
Gedox Associates,
Consulting Engineers
P.O Box 64441 - 00620 , NAIROBI
Structural Engineer:
Armitech Consulting Engineers,
Consulting Engineers ,
P.O. Box 48453-00100, NAIROBI
Total Total Carried to Collection USD
0
ITEM | DESCRIPTION | AMOUNT
A | EXCEPTIONS TO THE STANDARD METHOD OF MEASUREMENT
Attendance on nominated Sub-contractors shall be given as an item in each case shall be deemed to include: allowing use of standing scaffolding, mess rooms, sanitary accommodation and welfare facilities; provision of special scaffolding where necessary; providing space for office accommodation and for storage of plant and materials; providing light and water for their work: clearing away rubbish; unloading, checking and hoisting: providing electric power and removing and replacing duct covers, pipe casings and the like necessary for the execution and testing of Sub- contractors' work and being responsible for the accuracy of the same.
B | GENERAL PRICING NOTES
Fix Only:-
"Fix Only" shall mean take delivery, load and transport to Sites where necessary, unload, store, unpack, assemble as necessary, distribute to position, hoist and fix only.
Supply Only:-
"Supply only" shall mean that the Contractor is to provide for everything in connection with such items except fixing in position.
C | CONTINGENCIES
| Provide the provisional sum of Forty One Thousand dollars only for contingencies to be omitted or expended in whole or in part at the direction of the Project Manager | 41000
Total Total Carried to Collection USD
41000
ITEM | DESCRIPTION | AMOUNT
A | FORM OF CONTRACT
| The Form of Contract shall be as stipulated in the Public Procurement Regulatory Authority's Standard Tender Document for Procurement of Small Works (February 2021 Edition) included herein. The Conditions of Contract are also included therein. | 0
B | CONDITIONS OF CONTRACT
| The General Conditions of Contract and Special Conditions of Contract shall be as set out in the Public Procurement Regulatory Authority (PPRA) Standard Tender Document for Procurement of Small Works (February 2021 Edition) . | 0
C | PERFORMANCE BOND.
| The contractor shall find and submit on the Form of Tender an approved bank who will be willing to be bound to Kenya Reinsurance Corporation in an amount equal to ten per cent (10%) of the Contract amount for the due performance of the Contract up to the date of completion as certified by the Project Manager and who will, when and if called upon, sign a Bond to that effect on the relevant standard form included herein (without the addition of any limitations) on the same day as the Contract Agreement is signed, by the Client, the contractor shall furnish within seven days another Surety to the approval of the Client. | 0
D | PLANT, TOOLS AND VEHICLES
| Allow for providing all scaffolding, plant, tools and vehicles required for the works except in so far as may be stated otherwise herein and except for such items specifically and only required for the use of nominated Sub contractors as described herein. No timber used for scaffolding, formwork or temporary works of any kind shall be used afterwards in the permanent work. | 0
Total Total Carried to Collection USD
0
ITEM | DESCRIPTION | AMOUNT
A | TRANSPORT.
| Allow for transporting of workmen, materials and equipment etc., to and from the Sites at such hours and by such routes as may be permitted by the competent authorities. | 0
B | MATERIALS AND WORKMANSHIP.
| All materials and workmanship used in the execution of the work shall be of the best quality and description unless otherwise stated. The contractor shall order all materials to be obtained from overseas immediately after the Contract is signed and shall also ensure they are on each site when required for use in the works. The Bills of Quantities shall not be used for the purpose of ordering materials. | 0
C | SIGN FOR MATERIALS SUPPLIED BY THE CLIENT.
| The contractor will be required to sign a receipt for all articles and materials supplied by the Client at the time of taking delivery thereof, as having received them in good order and condition, and will thereafter be responsible for any loss or damage and for replacements of any such loss or damage with articles and/or materials which will be supplied by the Client at the current market prices including Customs Duty and V.A.T., all at the contractor's own cost and expense, to the satisfaction of the Project Manager | 0
D | STORAGE OF MATERIALS
| The contractor shall provide at his own risk and cost where directed on each site weather proof lock-up sheds and make good damaged or disturbed surfaces upon completion to the satisfaction of the Project Manager. Nominated Sub-contractors are to be made liable for the cost of any storage accommodation provided especially for their use. | 0
E | SAMPLES
The contractor shall furnish at his own cost any samples of materials or workmanship including concrete test cubes required for the works that may be called for by the Project Manager for his approval until such samples are approved by the Project Manager and the Client, may reject any materials or workmanship not in his opinion to be up to approved samples. The Project Manager shall arrange for the testing of such materials as he may at his discretion deem desirable, but the testing shall be made at the expense of the contractor and not at the expense of the Client. The contractor shall pay for the testing in accordance with the current scale of testing charges laid down by the Ministry of Transport, Infrastructure, Housing, Urban Development and Public Works.
| The procedure for submitting samples of materials for testing and the method of marking for identification shall be as laid down by the Project Manager. The contractor shall allow in his tender for such samples and tests except those in connection with nominated sub-contractors' work. | 0
Total Total Carried to Collection USD
0
ITEM | DESCRIPTION | AMOUNT
A | GOVERNMENT ACTS REGARDING WORK PEOPLE, ETC.
Allow for complying with all Government Acts, Orders and Regulations in connection with the employment of Labour and other matters related to the execution of the works. In particular the contractor's attention is drawn to the provisions of the Occupational Safety and Health Act (OSHA), 2007 and his tender must include for all costs arising or resulting from compliance with any Act, Order or Regulation relating to Insurances, pensions and holidays for workpeople or to the safety, health and welfare of the workpeople.
The Contractor must make himself fully acquainted with current Acts and Regulations, including Police Regulations regarding the movement, housing, security and control of labour, labour camps , passes for transport, etc. It is most important that the contractor, before tendering, shall obtain from the relevant Authority the fullest information regarding all such regulations and/or restrictions which may affect the organisation of the works, supply and control of labour, etc., and allow accordingly in his tender. No claim in respect of want of knowledge in this connection will be entertained.
| In particular the contractor shall allow for complying with the Conditions that may be imposed by the National Environmental Management Authority (NEMA). | 0
B | SECURITY OF WORKS ETC.
| The Main Contractor shall be entirely responsible for the security of all the works, stores, materials, plant, personnel, etc., both his own and sub-contractors' and must provide all necessary watching, lighting and other precautions as necessary to ensure security against theft, loss or damage and the protection of the public.The contractor shall allow for providing adequate security for the works and the workers in the course of execution of this contract. No claim will be entertained from the Contractor for not maintaining adequate security for both the works and workers. | 0
C | PUBLIC AND PRIVATE ROADS.
| Maintain as required throughout the execution of the works and make good any damage to public or private roads arising from or consequent upon the execution of the works to the satisfaction of the local and other competent authority and the Project Manager | 0
Total Total Carried to Collection USD
0
ITEM | DESCRIPTION | AMOUNT
A | EXISTING PROPERTY.
| The contractor shall take every precaution to avoid damage to all existing property including Building elements, Finishes, Fittings, roads, cables, drains and other services and he will be held responsible for and shall make good all such damage arising from the execution of this contract at his own expense to the satisfaction of the Project Manager | 0
B | VISITING OF SITES .
| The contractor is recommended to visit the site described in the Particular Preliminaries hereof. Any prospective tenderer shall be deemed to have acquainted himself therewith as to its nature, position, means of access or any other matter which, may affect his tender. No claim arising from the failure to comply with this recommendation will be considered. | 0
C | ACCESS TO SITES AND TEMPORARY ROADS.
| Means of access to each site shall be agreed with the Client prior to commencement of the work and contractor must allow for building any necessary temporary access roads for the transport of the materials, plant and workmen as may be required for the complete execution of the works including the provision of temporary culverts, crossings, bridges, or any other means of gaining access to the Sites. Upon completion of the works, the contractor shall remove such temporary access roads; temporary culverts, bridges, etc., and make good and reinstate all works and surfaces disturbed to the satisfaction of the Project Manager. | 0
D | AREA TO BE OCCUPIED BY THE CONTRACTOR
The area in each site which may be occupied by the contractor for use of storage and for the purpose of erecting workshops, etc., shall be defined on site by the Client. The Contractor shall be responsible for any demarcation that may be required to cut off this area for his use.
E | OFFICE ETC. FOR THE CONSULTANTS
| The contractor shall provide for Repair and cleaning of any parts that will be assigned and used as the office for the Consultants and or their assistants during the whole period of execution of the works. | 0
The contractor shall abide by the Client's instructions regarding the use of washrooms that will be allocated him for the use by his workers. He shall provide a cleaner and detergents for cleaning the same so as to ensure its cleanliness to the satisfaction of the Client and the Project Manager, Failure to do so may lead to denial of use of the washrooms.
Total Total Carried to Collection USD
0
ITEM | DESCRIPTION | AMOUNT
A | WATER AND ELECTRICITY FOR THE WORKS
The contractor shall provide at his own risk and cost all necessary water, electric light and power required for use in the works. The contractor must make his own arrangements for connection to the nearest suitable water main and/or for metering the water used. He must also provide temporary tanks and meters as required at his own cost and clear away when no longer required and make good on completion to the entire satisfaction of the Project Manager . The contractor shall pay all charges in connection herewith. No guarantee is given or implied that sufficient water will be available from mains and the contractor must make his own arrangements for augmenting this supply at his own cost. Nominated Sub contractors are to be made liable for the cost of any water or electric current used and for any installation provided especially for their own use.
| Notwithstanding the foregoing the Contractor may agree with the Client to use the power and water on site and reimburse the Client for the same by use of check meters. | 0
B | SANITATION OF THE WORKS
| The Sanitation of the works shall be arranged and maintained by the contractor to the satisfaction of the Government and/or Local Authorities, Labour Department and the Project Manager | 0
C | SUPERVISION AND WORKING HOURS
The works shall be executed under the direction and to the entire satisfaction in all respects of the Project Manager who shall at all times during normal working hours have access to the works and to the yards and workshops of the contractor and sub-contractors or other places where work is being prepared for the contract.
| The working hours for this project will be as stipulated in the Instructions to the Tenderers i.e. between 5.00PM and 6.00AM except for weekends and public holidays when the Contractor can work during the day. The Contractor shall allow for this working arrangement against this item as no claim regarding this limitation will be entertained or allowed. | 0
D | PROVISIONAL SUMS.
| The term "Provisional Sum" wherever used in these Bills of Quantities shall have the meaning stated in Section A item A7(i) of the Standard Method of Measurement. Such sums are net and no addition shall be made to them for profit. | 0
E | PRIME COST (OR P.C.) SUMS.
| The term "Prime Cost Sum" or "P.C. Sum" wherever used in these Bills of Quantities shall have the meaning stated in Section A item A7 (ii) of the Standard Method of Measurement. Persons or firms nominated by the Client to execute work or to provide and fix materials or goods described herein as Nominated Sub- contractors. Persons or firms so nominated to supply goods or materials are described herein as Nominated Suppliers. | 0
Total Total Carried to Collection USD
0
ITEM | DESCRIPTION | AMOUNT
A | PROGRESS CHARTS & PROGRAMME OF WORKS.
| The contractor shall provide within two weeks of Possession of the site and in agreement with the Project Manager a Progress Chart for the whole of the works including the works of Nominated Sub-contractors; one copy to be handed to the Project Manager and a further copy to be retained on site. Progress to be recorded and chart to be amended as necessary as the work proceeds. | 0
B | ADJUSTMENT OF P.C. SUMS.
| In the final account all P.C. Sums shall be deducted and the amount properly expended upon the Project Manager's order in respect of each of them added to the Contract sum. The contractor shall produce to the Project Manager such quotations, invoices or bills, properly receipted, as may be necessary to show the actual details of the sums paid by the contractor. Items of profit upon P.C. Sums shall be adjusted in the final account pro-rata to the amount paid. Items of "attendance" following P.C. sums shall be adjusted pro-rata to the physical extent of the work executed (not prorata to the amount paid) and this shall apply though the contractor's Bills show a percentage in the rate column in respect of them. | 0
Should the contractor be permitted to tender and his tender be accepted for any work for which a P.C. Sum is included in these Bill of Quantities profit and attendance will be allowed at the same rate as it would be if the work were executed by a Nominated Sub-contractor.
C | ADJUSTMENT OF PROVISIONAL SUMS.
| In the final account all Provisional Sums shall be deducted and the value of the work properly executed in respect of them upon the Project Manager's order added to the Contract Sum. Such work shall be valued as described for Variations in Conditions No. 22 of the Conditions of Contract, but should any part of the work be executed by a Nominated Sub- contractor, the value of such work or articles for the work to be supplied by a Nominated Supplier, the value of such work or articles shall be treated as a P.C. Sum and profit and attendance comparable to that contained in the priced Bills of Quantities for similar items added. | 0
D | NOMINATED SUB-CONTRACTORS
| When any work is ordered by the Project Manager to be executed by nominated sub contractors, the contractor shall enter into sub-contracts as described in Condition No. 7 of the PPOA Conditions of Contract and shall thereafter be responsible for such sub-contractors in every respect. Unless otherwise described the contractor is to provide for sub contractors any or all of the facilities described in these Preliminaries. The contractor should price for these with the nominated Sub-contractor's work concerned in the P.C. Sums under the description "add for Attendance". | 0
E | DIRECT CONTRACTS
| Notwithstanding the foregoing conditions, the Client reserves the right to place a "Direct Contract" for any goods or services required in the works which are covered by a P.C. Sum in the Bills of Quantities and to pay for the same direct. In any such instances, profit relative to the P.C. Sum in the priced Bills of Quantities will be adjusted as described for P.C. Sums and allowed. | 0
Total Total Carried to Collection USD
0
ITEM | DESCRIPTION | AMOUNT
A | ATTENDANCE UPON OTHER TRADESMEN, ETC.
| The contractor shall allow for the attendance of trade upon trade and shall afford any tradesmen or other persons employed for the execution of any work not included in this Contract every facility for carrying out their work and also for use of his ordinary scaffolding. The contractor, however, shall not be required to erect any special scaffolding for them. The contractor shall perform such cutting away for and making good after the work of such tradesmen or persons as may be ordered by the Project Manager and the work will be measured and paid for to the extent executed at rates provided in these Bills. | 0
B | INSURANCE
| The contractor shall insure as required in Clause 30 of the Conditions of Contract. No payment on account of the work executed will be made to the contractor until he has satisfied the Project Manager either by production of an Insurance Policy or and Insurance Certificate that the provision of the foregoing Insurance Clauses have been complied with in all respects. Thereafter the Project Manager shall from time to time ascertain that premiums are duly paid up by the sub - contractor who shall if called upon to do so, produce the receipted premium renewals for the Project Manager's inspection. | 0
C | PROVISIONAL WORK
| All work described as "Provisional" in these Bills of Quantities is subject to remeasurement in order to ascertain the actual quantity executed for which payment will be made. All "Provisional" and other work liable to adjustment under this Contract shall be left uncovered for a reasonable time to allow all measurements needed for such adjustment to be taken by the Project Manager. Immediately the work is ready for measuring, the contractor shall give notice to the Project Manager. If the contractor makes default in these respects he shall if the Project Manager so directs uncover the work to enable all measurements to be taken and afterwards reinstate at his own expense. | 0
D | ALTERATIONS TO BILLS, PRICING, ETC.
| Any unauthorised alteration or qualification made to the text of the Bills of Quantities may cause the Tender to be disqualified and will in any case be ignored. The contractor shall be deemed to have made allowance in his prices generally to cover any items against which no price has been inserted in the priced Bills of Quantities. All items of measured work shall be priced in detail and the Tenders containing Lump Sums to cover trades or groups of work must be broken down to show the price of each item before they will be accepted. | 0
Total Total Carried to Collection USD
0
ITEM | DESCRIPTION | AMOUNT
A | MATERIALS ARISING FROM DEMOLITIONS
| Materials of any kind obtained from the demolitions shall be the property of the Government. Unless the Client directs otherwise such materials shall be dealt with as provided in the Contract. Such materials shall only be used in the works, in substitution of materials which the contractor would otherwise have had to supply with the written permission of the Client, should such permission be given, the contractor shall make due allowance for the value of the materials so used at a price to be agreed. | 0
B | PROTECTION OF THE WORKS.
| Provide protection of the whole of the works contained in the Bills of Quantities, including casing , casing up, covering or such other means as may be necessary to avoid damage to the satisfaction of the Client and remove such protection when no longer required and make good any damage which may nevertheless have been done at completion free of cost to the Government. | 0
C | CLEANING
| Collect all rubbish and debris from the Buildings and Sites as it accumulates and at the completion of the works and diposit them where directed by the Project Manager.All. waste, plant, scaffolding and unused materials at completion should be removed from the Sites. | 0
D | WORKS TO BE DELIVERED UP CLEAN
| Clean and flush all gutters, rainwater and waste pipes, manholes and drains, wash (except where such treatment might cause damage) and clean all floors, sanitary fittings, glass inside and outside and any other parts of the works and remove all marks, blemishes, stains and defects from joinery, fittings and decorated surfaces generally, polish door furniture and bright parts of metalwork and leave the whole of the buildings watertight, clean, perfect and fit for occupation to the approval of the Project Manager | 0
E | FIRM PRICE CONTRACT
| Unless specifically stated otherwise in the Particular Preliminaries this is a firm price contract and fluctuations clause shall not apply. | 0
F | GENERAL SPECIFICATION.
| For the full description of materials and workmanship, method of execution of the work and notes for pricing, the contractor is referred to the Ministry of Roads, Public Works and Housing General Specification dated 1976 or any subsequent revision thereof which is issued as a separate document, and which shall be allowed in all respects unless it conflicts with the General Preliminaries, Trade Preambles or other items in these Bills of Quantities. For security work, the full specifications are attached as part of the contract (and in the tender documents). | 0
Total Total Carried to Collection USD
0
ITEM | DESCRIPTION | AMOUNT
A | TRAINING LEVY
| The contractor's attention is drawn to legal notice No. 237 of October, 1971, which requires payment by the contractor of a Training Levy at the rate of 1/4 % of the Contract sum on all contracts of more than Kshs. 50,000.00 in value and his tender must include for all cost arising therefrom. | 0
B | MATERIALS ON SITES
| All materials for incorporation in the works must be stored on or adjacent to each site before payment is effected unless specifically exempted by the Project Manager. This includes the materials of the Main contractor, Nominated Sub- contractors and Nominated Suppliers. | 0
C | HOARDING
The contractor shall enclose the Sites, as shown on the Sites plan with a hoarding 2.40 metres high, with openings and gates as required constructed of substantial timbers to approval and covered with new galvanised corrugated iron sheeting painted to approval.
The contractor shall enclose each of the site with a hoarding 2400mm high consisting of iron sheets gauge 30 on 100 x 50 mm 2nd grade treated sawn cypress timber posts firmly secured at 1800 mm centres with two 75 x 50 mm second grade treated sawn cypress timber rails. The Contractor is in addition required to take all precautions necessary for the safe custody of the works, materials, plant, public and Employer's property on the site.Allow for the following Provisional length; -
| A length of 200 metres @ USD.......................................... | 0
(Tenderer must insert rate and extend)
Further the Contractor shall allow for dust proof screens between workspaces and adjacent offices as to be instructed and approved by the Project Manager. These shall be in the form of blockboard, marine board or equal and approved material tightly sealed at the joint to cut off dust from adjacent offices or work spaces.
D | CONTRACTOR'S SUPERINTENDENCE/SITE AGENT
| The contractor shall constantly keep on the works a literate English speaking Agent or Representative, competent and experienced in the kind of work involved who shall give his whole experience in the kind of work involved and shall give his whole time to the superintendence of the works. Such Agent or Representative shall receive on behalf of the contractor all directions and instructions from the Quantity Surveyor and such directions shall be deemed to have been given to the contractor in accordance with the Conditions of Contract. | 0
E | COPYRIGHT
| The copyright of these documents is vested in Project Quantity Surveyor. No part of this document may be reproduced in any form or by any means without prior permission. | 0
Total Total Carried to Collection USD
0
ITEM | DESCRIPTION | AMOUNT
COLLECTION FOR GENERAL PRELIMINARIES
| Brought Forward From Page 221 | 0
| Brought Forward From Page 222 | 0
| Brought Forward From Page 223 | 41000
| Brought Forward From Page 224 | 0
| Brought Forward From Page 225 | 0
| Brought Forward From Page 226 | 0
| Brought Forward From Page 227 | 0
| Brought Forward From Page 228 | 0
| Brought Forward From Page 229 | 0
| Brought Forward From Page 230 | 0
| Brought Forward From Page 231 | 0
| Brought Forward From Page 232 | 0
| TOTAL FOR GENERAL PRELIMINARIES CARRIED TO SUMMARY OF PRELIMINARIES | 41000

## PRELIMINARIES SUMMARY
PROPOSED INTEGRATED SECURITY MANAGEMENT SYSTEM
AT REINSURANCE PLAZA -KISUMU FOR KENYA REINSURANCE CORPORATION
SECTION 01 SUMMARY
PRELIMINARY ITEMS SUMMARY
AMOUNT
| SUMMARY OF PRELIMINARIES | PAGE | (USD.)
1 | PARTICULAR PRELIMINARIES | 220 | 0
2 | GENERAL PRELIMINARIES | 233 | 41000
SECTION NO 01 - PRELIMINARIES
| TOTAL CARRIED TO GRAND SUMMARY |  | 41000

## DIV.SECURITY INST
SECTION NO. 02
SECURITY INSTALLATIONS

## SECURITY INSTALLATIONS
Item | Description | Unit | Qty | Rate | USD
SECTION NO. 2 - SECURITY INSTALLATIONS
Factory Training
The Contractor at his cost SHALL provide for cost of accommodation, training, disbursements to and from the residences/hotel inclusive of flight travel costs & per diems for the project consultant (1No.) One security consultant.
SPECIAL NOTES TO THE BILLS OF QUANTITIES
1 | The Bills of Quantities form part of the contract documents and are to be read in conjunction with the contract drawings and general specifications of materials and works
2 | The prices quoted shall be deemed to include for all obligations under the sub-contract including but not limited to supply of materials, labour, delivery to site, storage on site, installation, testing and commissioning and all taxes (Including 16% VAT)
3 | All prices omitted from any item, section or part of the Bills of Quantities shall be deemed to have been included to another item, section or part.
4 | The brief descriptions of the items given in the Items Specifications are for the purpose of establishing a standard to which the contractor shall adhere to.
The Tenderer may quote for the following Brands
i. CCTV System (Ganz, Axis, GeoVision, Bosch, Vista .etc)
ii. Access Control System (Suprema, Honeywell, Idemia, Garett, GeoVision, Gunnebo .etc)
iii. Walkthrough Metal Detector (Garett, CEIA, Astrophyics )
Otherwise alternative brands of equal quality, of European/American Standards will be accepted
5 | Otherwise alternative brands of equal quality, of European/American Standards will be accepted The grand total of prices in the price summary page must be carried forward to the Form of Tender.
6 | Tenderers MUST enclose together with their submitted tenders, detailed coloured manufacturer’s Brochures detailing Technical Literature and specifications on all the equipment they intend to offer.
Item | Description | Unit | Qty | Rate | USD
CCTV SURVEILLANCE SYSTEM
A | Supply and Install Indoor Dome Camera c/w IR & Video Analytic License | No | 84 |  | 0
B | Supply and Install Outdoor Bullet Camera c/w IR & Video Analytic License and including wall/pole mounts | No | 24 |  | 0
C | Supply and Install Outdoor PTZ Camera c/w Video Analytic License and including wall/pole mounts | No | 5 |  | 0
D | Supply and Install Indoor Panoramic Camera c/w IR & Video Analytic License | No | 7 |  | 0
Perimeter Defence Cameras (PIDS analytics included)
E | Supply and Install Outdoor Bullet Camera c/w IR & Video Analytic License and including wall/pole mounts | No | 6 |  | 0
Elevator Cameras (installed inside cabinets)
F | Supply and Install Indoor/Outdoor Dome Camera c/w IR & Video Analytic License | No | 2 |  | 0
G | Mobile Security Camera with docking station | No | 4 |  | 0
H | Supply and Installation of VMS including all channel licences, failover licences for 30% of the cameras | LOT | 1 |  | 0
I | Video Recoding Management Server + Full Redundant | No | 2 |  | 0
J | Main Archiving Servers with not less than 380TB for 90 days recording | LOT | 1 |  | 0
| Carried forward |  | USD |  | 0
Item | Description | Unit | Qty | Rate | USD
| Brought forward |  | USD |  | 0
ACCESS CONTROL AND INTRUSION ALARM SYSTEM
A | Supply, installation, connecting, testing & commissioning of one way (Entrance only) Access Control for a controlled door including: | UNIT | 4 |  | 0
Proximity contactless smart card readers
IP Network Door controller
Electric lock/ Electromagnetic lock
Magnetic Contact.
Local Buzzer.
Break Glass Box
Access Control key override switch
Door closer
B | Supply, installation, connecting, testing & commissioning of 2 way (Entrance & Exit) Access Control for a controlled door including: | UNIT | 1 |  | 0
Proximity & Biometric Fingerprint Reader
IP Network Door controller
Electric lock/ Electromagnetic lock
Magnetic Contact.
Local Buzzer.
Break Glass Box
Access Control key override switch
Door closer
C | Supply, installation, testing & commissioning of an Emergency Exit door (Existing Door) equipped with: | UNIT | 12 |  | 0
Electromagnetic lock.
Breaking glass box.
Relay Box including connection to the access control and to fire detection systems
Local Buzzer
D | Supply, installation, testing and commissioning of Magnetic Contact (one per each staircase door/access) for an alarmed door and its connection to the controller | UNIT | 22 |  | 0
.
E | Supply, installation, testing and Commissioning of Fixed Panic Button and its connection to the controller. | UNIT | 6 |  | 0
F | Supply, installation, testing and Commissioning of Mobile Panic Button and its connection to the controller. | UNIT | 4 |  | 0
G | Supply, installation, testing & commissioning of Visitor Managemment System | LOT | 2 |  | 0
- Client Workstation with Central software.
- Attribute-based access provisioning
- Visitor ID/Passport Scanning System
| Carried forward |  | USD |  | 0
Item | Description | Unit | Qty | Rate | USD
| Brought forward |  | USD |  | 0
A | Supply, installation, testing and commissioning of all Controllers, Intrusion Alarms Panel and Zone Expanders for all the above mentioned elements, with LAN on-board, TCP/IP interface as per specification mentioned including all accessories including connection to the network. | LOT
B | Supply, installation, testing and commission of Access Control Server including Access Control Software, integration to Active Directory and global card holder manager as per specification including all accessories including connection to the network. | LOT
C | All additional equipment, materials accessories and works required for proper installation and operation of the access and intrusion control system as specified in this document. | LOT
| Carried forward |  | USD |  | 0
Item | Description | Unit | Qty | Rate | USD
| Brought forward |  | USD |  | 0
Pedestrian Security Checkpoints
A | Supply installation, testing and commissioning of Walkthrough Metal Detection Gate as specified in this document. | UNIT | 2 |  | 0
B | Supply, installation, testing and commissioning of Hand Held Metal Detection unit as specified in this document. | UNIT | 8 |  | 0
Video Intercom
C | Supply installation, testing and commissioning of Video Intercom link including one wall mounted extension and one desktop master station | UNIT | 1 |  | 0
Main ISMS/USP Management Software
D | Supply, installation, testing and commissioning of Security Management System (SMS) including hardware and software and all required interfaces with all other subsystems including but not limited to VMS, Access Control, LPR, AUVIS, Fire Detection, Intrusion, Guard Patrol System, Gunshot Detection, Key Management system, elevators. Including Map Interface, SOP Configurations. | UNIT | 1 |  | 0
IP Intercom System (Video &Audio)
E | Supply installation, testing and commissioning of Video Audio IP Network Intercom - wall mount calling stations | UNIT | 2 |  | 0
F | Supply installation, testing and commissioning of Video Audio IP Network Intercom - Desktop calling stations | UNIT | 2 |  | 0
G | Supply and install IP Intercom Management Software /Controllers/Server integrated to ISMS/USP (all calls are recorded) | LOT | 1 |  | 0
| Carried forward |  | USD |  | 0
Item | Description | Unit | Qty | Rate | USD
| Brought forward |  | USD |  | 0
Command Control Room
A | Command and Control Client workstations i7 including high performance GPU with capacity to be connected to 4K Industrial type surveillance Monitors | UNIT | 4 |  | 0
B | 65" Industrial 4K wall-mounted surveillance monitors. | UNIT | 2 |  | 0
C | 65'' Smart 4k UHD Android TV | UNIT | 1 |  | 0
D | 40'' Smart 4K UHD Android TV | UNIT | 1 |  | 0
E | 24" Industrial 4K surveillance desktop monitors. | UNIT | 2 |  | 0
F | Mobile Workstation i7 with GPU GTX1060 or higher | UNIT | 2 |  | 0
.
IP Public Address System
G | Supply, installation, testing and commissioning of the central software and hardware for the IP based public address system as described and specified in this document. System should include FM player and background music player | UNIT | 1 |  | 0
H | Supply, installation, testing and commissioning of Remote IP based public address & EVAC indoor Wall mount cabinet loudspeakers including fire resistant Speaker cover and PH-30 cabling | UNIT | 57 |  | 0
Dedicated Data Network for the Security System
I | Access Switch as Cisco Catalyst 2960X-24PS-L or equivalent including Smartnet SFP modules | UNIT | 12 |  | 0
J | Core Switch as WS-C3850-24S-E or equivalent including Smartnet and SFP modules | UNIT | 2 |  | 0
K | All accessories required to complete installation of Data Network such as: Patch panels, Patch cords, cable organizers, …etc. as SIEMON or equivalent | LOT | 1 |  | 0
| Carried forward |  | USD |  | 0
Item | Description | Unit | Qty | Rate | USD
| Brought forward |  | USD |  | 0
Gun shooting detector and gate locking
A | Supply, installation, testing and commissioning of gun shooting detector sensors as specified in this document. | UNIT | 6 |  | 0
B | Supply, installation, testing and commissioning of the central equipment for the gun shooting detector. | UNIT | 1 |  | 0
Two Way Radio Communication
C | Supply two way portable radio unit complete with charging dock as specified in this document – Supplier to program the Radios on the clients’ Frequency. | UNIT | 14 |  | 0
D | Supply, Installation and commissioning of Radio Communication Base Station as specified in this document. | UNIT | 1 |  | 0
Vehicles Access Checkpoint
E | Supply, installation, testing and commissioning of LPR system for Entry and Exit. | UNIT | 2 |  | 0
F | Supply of Handheld Explosives Detector unit as specified in this document. | UNIT | 2 |  | 0
Guard Patrol System
G | Supply, installation, testing and commissioning of a 20 point Guard Patrol System with 2 readers/Wands as specified in this document. | UNIT | 1 |  | 0
| Carried forward |  | USD |  | 0
Item | Description | Unit | Qty | Rate | USD
| Brought forward |  | USD |  | 0
Engineering, Testing & Commissioning
A | In house Training for a maximum of 10 personnel; (Client and consultant to specify the personnel) Contractor to facilitate the course content and materials as well as 2 sets of snacks (10am & 3pm) and food (lunch) from a four-star Hotel and above for a minimum of 5 No. days. | COST PER HEAD | 10 |  | 0
B | Factory training for the contract implementation team as appointed by the Accounting officer. Contractor to provide for cost of training, disbursements to and from the residences/ hotel exclusive of flight travel costs & per diems. | COST PER HEAD | 6 |  | 0
C | As Built Drawings | LOT
SECTION NO. 2 TOTAL CARRIED TO
| SECURITY INSTALLATIONS GRAND SUMMARY |  | USD |  | 0

## DIV-M& E INSTALLATIIONS
SECTION NO. 03
MECHANICAL & ELECTRICAL INSTALLATIONS

## MEP INSTALLATIONS
SECTION NO. 03: MECHANICAL, ELECTRICAL & PLUMBING INSTALLATION WORKS
RATES TO INCLUDE VAT
ITEM | DESCRIPTION | UNIT | QTY | RATE | TOTAL
NO. |  |  |  | USD | USD
LIGHTING AND POWER
Final sub-circuits complete with accessories and fittings as detailed
below wired in 20mm diameter conduits clipped onto the ceiling using
spacer saddles on one part and in partitioning board on the other part.
A | Lighting points and emergency exit kit, wired in 3x1.5mm sq single
| core cables for one/two way switching | NO. | 20 |  | 0
B | Lighting points, wired in 3x2.5mm sq single core cables for one-two
| way switching | NO. | 6 |  | 0
C | 13A single power points, wired in 3x 2.5mm sq single core cables
in ring circuit enclosed and concealed in PVC conduits
|  | NO. | 10 |  | 0
D | 13A twin power points, wired in 3x 2.5mm sq single core cables in
ring circuit enclosed and concealed PVC conduits
|  | NO. | 12 |  | 0
E | 13A single power points, wired in 3x 2.5mm sq single core cables
| in ring circuit enclosed in trunking | NO. | 6 |  | 0
F | 13A twin power points, wired in 3x 2.5mm sq single core cables in
| ring circuit enclosed in trunking | NO. | 14 |  | 0
G | 15A Non standard socket outlet point, wired using 3 x 4.0mm2 single
core PVC insulated copper cable drawn in 25mm dia. PVC heavy
| gauge conduit but without the outlet plate | NO | 4 |  | 0
H | 200x50mm 2 compartment powder coated metallic trunking complete
| with tees, crossover, bends end cap, jacking brackets etc. | LM | 30 |  | 0
I | 150x50mm 2 compartment powder coated metallic trunking complete
| with tees, crossover, bends end cap, jacking brackets etc. | LM | 30 |  | 0
J | 4X32mm diameter PVC conduits for interlinking trunking where it has
| to pass in the floor. Otherwise all trunking crossing the doors should | LM | 36 |  | 0
go above it
K | Single outlet phase plate for the trunking. This should be the same | NO. | 18 |  | 0
colour as the trunking and coated at the same time as trunking.
L | Ditto but Twin outlet phase plate for the trunking. | NO. | 26 |  | 0
| TOTAL CARRIED FORWARD TO COLLECTION PAGE |  |  |  | 0
ITEM | DESCRIPTION | UNIT | QTY | RATE | TOTAL
NO. |  |  |  | USD | USD
A | Extract fan outlet points, wired in 2x 4mm sq + 2.5mm sq ECC | NO. | 3 |  | 0
single core cables enclosed and concealed in PVC conduits
B | Air conditioning, turnstiles points outlet points, wired in 2x 4mm sq +
2.5mm sq ECC single core cables enclosed and concealed in 25mm
| PVC conduits and saddles | NO. | 10 |  | 0
C | Public address system outlet point drawn inside 25mm dia.Galvanized
steel heavy gauge conduits concealed in the floor and walls to roof top
| but with the outlet plate, circular box and complete with flexible | NO. | 60 |  | 0
connectors and saddles
D | Magnetic loop vehicle detector, outlet point drawn inside 25mm
| dia.Galvanized steel heavy gauge conduits concealed in the floor and | NO. | 2 |  | 0
walls to roof top but with the outlet plate, circular box and complete with
flexible connectors and saddles
E | CCTV/License plate recognition system outlet point drawn inside
25mm dia.Galvanized/ stainless steel heavy gauge conduits
| concealed in the floor and walls to roof top but with the outlet plate, | NO. | 150 |  | 0
circular box and complete with flexible connectors and saddles
F | Walk through metal detection gate outlet points enclosed and
| concealed in 25mm diameter Galvanized/Stainless steel conduits, | NO. | 2 |  | 0
door frame or through the metal trunking whichever way is convenient
and with saddles at regular intervals.
G | Luggage scanners and gun shooting detector outlet points enclosed
| and concealed in 25mm diameter Galvanized/Stainless steel conduits, | NO. | 2 |  | 0
door frame or through the metal trunking whichever way is convenient
and with saddles at regular intervals.
H | Turnstiles outlet points enclosed and concealed in 25mm diameter
| Galvanized/Stainless steel conduits, door frame or through the metal | NO. | 2 |  | 0
trunking whichever way is convenient and with saddles at regular
intervals.
| TOTAL CARRIED FORWARD TO COLLECTION PAGE |  |  |  | 0
ITEM | DESCRIPTION | UNIT | QTY | RATE | TOTAL
NO. |  |  |  | USD | USD
A | Security door, magnetic door contact and access control outlet points
| enclosed and concealed in 25mm diameter Galvanized/stainless steel | NO. | 16 |  | 0
conduits, door frame or through the metal trunking whichever way is
convenient and with saddles at regular intervals
B | Emergency kit consisting of the relay box, power supply, emergency
breakglass, electromagnetic lock, intrusion alarm point, but without
access control outlet points enclosed and concealed in 25mm
| diameter Galvanized/stainless steel conduits, door frame or through | NO. | 25 |  | 0
the metal trunking whichever way is convenient and with saddle. Refer
to drawings
C | Panic Buttons outlet outlet points enclosed and concealed in 25mm
| diameter Galvanized/stainless steel conduits, door frame or through | NO. | 10 |  | 0
the metal trunking whichever way is convenient and with saddles at
regular intervals.
D | IP and Video Intercom outlet points enclosed and concealed in 25mm
| diameter Galvanized/Stainless steel conduits, door frame or through | NO. | 3 |  | 0
the metal trunking whichever way is convenient and with saddles at
regular intervals.
| TOTAL CARRIED FORWARD TO COLLECTION PAGE |  |  |  | 0
ITEM | DESCRIPTION | UNIT | QTY | RATE | TOTAL
NO. |  |  |  | USD | USD
STABILISED POWER POINTS
Final sub-circuits complete with accessories and fittings as detailed
below and marked in red UPS power
A | 13A single power points, wired in 3x 2.5mm sq single core cables
in ring circuit enclosed in trunking from DB 'B' to outlet points as
| indicated in the drawing | NO. | 6 |  | 0
B | 13A twin power points, wired in 3x 2.5mm sq single core cables in
| ring circuit enclosed in trunking | NO. | 12 |  | 0
C | Allow for attendance to the UPS subcontractor | Item | Item |  | 0
D | Allow for provision of flexible conduits for all exposed | Item | Item |  | 0
LIGHT FITTINGS AND ACCESSORIES
Lighting control accessories complete with wiring terminations and
fixing materials
Provide rates for supply & fixing the following Electrical Fittings and
accessories
E | 6A One gang one way as MK | NO. | 6 |  | 0
F | 6A Two gang two way as MK | NO. | 3 |  | 0
G | 6A Three gang two way as MK | NO. | 3 |  | 0
H | 6A Architrave switch as MK | NO. | 2 |  | 0
Lighting fittings as shown in the drawings complete with control
gears and lamps:-
I | 600x600mm, LED PANELS recessed/Surface mounted light fitting a clear
| diffuser as Vtac with voltage range of 95V to 265V AC | NO. | 18 |  | 0
J | 1200mm, 1x28W Fluorescent fittings with CAT2 Mirror bright louvres
| as OSRAM | NO. | 4 |  | 0
K | IP65 Olympic LED flood range, black. 50,000hour average lamp
| life.100o beam angle. Highly Energy efficient fitting as Nikkon or | NO. | 2 |  | 0
equivalent and approved
L | Self illuminated Emergency Exit light with sign as RR With arrows | NO. | 36 |  | 0
for directions
| TOTAL CARRIED FORWARD TO COLLECTION PAGE |  |  |  | 0
ITEM | DESCRIPTION | UNIT | QTY | RATE | TOTAL
NO. |  |  |  | USD | USD
Supply and install power point accessories & equipment complete
with associated wiring terminations & fixing materials
A | 13amps single switched screw less power socket outlet plate in
| Ivory white finish glad and as Crabtree or MK S2757DP WHI | NO | 16 |  | 0
B | 13amps twin switched screw less power socket outlet plate in Ivory
| white finish and as Crabtree or MK S2747DP WHI | NO | 26 |  | 0
C | 13amps NON Standard twin switched socket outlet plate for UPS
| power and as MK or equivalent and approved. | NO | 12 |  | 0
Complete with Top Plugs
D | 13amps NON Standard single switched socket outlet plate for UPS
| power and as MK or equivalent and approved. | NO | 6 |  | 0
Complete with Top Plugs
E | 20A DP screw less switch in Ivory white finish with neon indicator
| and as Crabtree or MK S8423 WHI | NO | 12 |  | 0
F | Single Screw less Blanking covers in Ivory white finish finish for data | NO | 5 |  | 0
outlet points as Crabtree or MK S3827 WHI
G | Twin Screw less Blanking covers in Ivory white finish finish for data | NO | 5 |  | 0
outlet points as Crabtree or MK S3828 WHI
H | Universal 360 degrees PIR Recessed or surface mounted Lighting
| control available in standard or remote control. Time settings 10sec | NO | 4 |  | 0
to 40min adjustable as Robus
| TOTAL CARRIED FORWARD TO COLLECTION PAGE |  |  |  | 0
LIGHTING AND POWER COLLECTION PAGE
ITEM | DESCRIPTION |  |  |  | AMOUNT
NO. |  |  |  |  | USD
TOTAL BROUGHT FORWARD FROM:
1 | PAGE 245 |  |  |  | 0
2 | PAGE 246 |  |  |  | 0
3 | PAGE 247 |  |  |  | 0
4 | PAGE 248 |  |  |  | 0
5 | PAGE 249 |  |  |  | 0
| TOTAL CARRIED FORWARD TO ELECTRICAL SUMMARY PAGE |  |  |  | 0
ITEM | DESCRIPTION | UNIT | QTY | RATE | TOTAL
NO. |  |  |  | USD | USD
POWER DISTRIBUTION
Supply, install and commission the following: -
A | 38mm diameter sub mains PVC HG conduit for equipments
| complete with bends, coupler saddles etc. | LM | 120 |  | 0
B | 50mm diameter sub mains PVC HG conduit for equipments
| complete with bends, coupler saddles etc. | LM | 120 |  | 0
C | 100mm diameter HG PVC conduits for fibre optic link complete with
| bends, coupler. saddles etc. | LM | 100 |  | 0
D | 300x50mm metallic perforated cable tray, atleast 2.0mm thick
complete complete with tees, crossover, bends end cap, jacking,
| mounting brackets etc. and bonded to earth The cable tray to | LM | 120 |  | 0
have cover.
E | 200x50mm metallic perforated cable tray, atleast 2.0mm thick
complete complete with tees, crossover, bends end cap, jacking,
| mounting brackets etc. and bonded to earth The cable tray to | LM | 100 |  | 0
have cover.
F | 150x50mm metallic perforated cable tray, atleast 2.0mm thick
complete complete with tees, crossover, bends end cap, jacking,
| mounting brackets etc. and bonded to earth The cable tray to | LM | 100 |  | 0
have cover.
G | 100x50mm metallic perforated cable tray complete complete with
tees, crossover, bends end cap, jacking, mounting brackets etc.
| and bonded to earth | LM | 120 |  | 0
H | 12 way TPN Distribution Board ncorporation 100A integral isolator,
lockable cover and labelling but without MCB's and as Schneider Acti9
| screw less with lock and key. | NO. | 4 |  | 0
I | 10 way SPN Distribution Board DB'B' incorporation 100A integral
isolator, lockable cover and labelling but without MCB's and as as
| Schneider Acti9 screw less with lock and key. | NO. | 12 |  | 0
J | Single phase MCB's rating as in schematics | NO | 36 |  | 0
K | Three phase MCB's rating as in schematics | NO | 12 |  | 0
L | Blanking plates | NO | 12 |  | 0
| TOTAL CARRIED FORWARD TO NEXT PAGE |  |  |  | 0
ITEM | DESCRIPTION | UNIT | QTY | RATE | TOTAL
NO. |  |  |  | USD | USD
| TOTAL BROUGHT FORWARD FROM PREVIOUS PAGE |  |  |  | 0
A | 2C,10mm2 PVCSWAPVC Copper cables for terminating the single
| phase machine isolators complete with their shrouds and cable | LM | 110 |  | 0
glands drawn in 32mm diameter PVC heavy gauge conduits
B | 4C,10mm2 PVCSWAPVC Copper cables for terminating the three
| phase machine isolators complete with their shrouds and cable | LM | 110 |  | 0
glands drawn in 32mm diameter PVC heavy gauge conduits
C | 2C,6mm2 PVCSWAPVC Copper cables for terminating the three
| phase machine isolators complete with their shrouds and cable | LM | 80 |  | 0
glands drawn in 32mm diameter PVC heavy gauge conduits
D | Three phase power outlet point wired in 4x10mm2 PVC insulated
| Copper cables for terminating complete with their shrouds and | NO | 4 |  | 0
cable glands drawn in 32mm diameter PVC heavy gauge conduits
E | 3 PIN Self locking single phase socket outlet point socket with both | NO | 15 |  | 0
male and female plugs as CLIPSAL
F | 4C, 25mm2 PVC/SWA/PVC copper cable for distribution of power | LM | 100 |  | 0
from meter board to DB'A' in 50mm diameter conduit
G | Cable glands and shroud for terminating 4C, 25mm2 PVC/SWA/PVC
| copper cable | NO | 6 |  | 0
H | Cable glands and shroud for terminating 4C, 10mm2 PVC/SWA/PVC
| copper cable | NO | 6 |  | 0
I | Cable dressing in the riser duct and existing DB's to Engineers
| satisfaction and approval. Labelling of all Outgoers from both existing | Item | Item
and new DBs with engraved labels.
| TOTAL CARRIED FORWARD TO NEXT PAGE |  |  |  | 0
ITEM | DESCRIPTION | UNIT | QTY | RATE | TOTAL
NO. |  |  |  | USD | USD
| TOTAL BROUGHT FORWARD FROM PREVIOUS PAGE |  |  |  | 0
A | Earthing and bonding to the existing Earthing system for all power
| boards and metallic equipment through a 38mm diameter PVC heavy | NO | 4 |  | 0
gauge conduit lead-in duct and bonded to the board using 16mm2
SC cable to approval
B | Ditto but dedicated to UPS power | NO | 5 |  | 0
C | Photo cell kit of photo cell, socket and bracket Type Thorn
| Qpk or approved equivalent for additional external lighting | NO. | 2 |  | 0
D | Attendance to mechanical and security subcontractor | item | 1 |  | 0
E | 42U Powder coated size 800x1200x2000mm free standing cabinet
| complete with locking mesh door, 4 fans 6 power outlet Power cable | No. | 2 |  | 0
1No. Sollatek surge protector, and signal grounding key. as TOTEM
F | 15U Powder coated size 760x600x600mm wall mounted cabinet
| complete with locking mesh door, 4 fans 6 power outlet Power cable | No. | 15 |  | 0
1No. C19 and C13 10 way Sollatek surge protector, and signal
grounding key. as TOTEM
G | Adequate flexible conduits for managing any exposed cables for the | LM | 280 |  | 0
whole security system installation
H | 125 A TPN change over switch/Manual bypass switch | NO | 3 |  | 0
I | 63A TPN isolator as MEM or equal and approved | NO. | 1 |  | 0
J | 32A SP Isolator as MEMABB | NO | 15 |  | 0
K | 32A TP Isolator as MEMABB | NO | 3 |  | 0
L | 45A TP Isolator as MEMABB | NO | 1 |  | 0
| TOTAL CARRIED FORWARD TO ELECTRICAL SUMMARY PAGE |  |  |  | 0
ITEM | DESCRIPTION | UNIT | QTY | RATE | TOTAL
NO. |  |  |  | USD | USD
UPS INSTALLATION
A | Supply, deliver to site, install, test and commission a 20KVA three
phase in three phase out, Uninterruptible Power Supply complete
with bypass switch as APC/Equal and equivalent with the provided in
the specification and summarized below :-
(Product Catalogue to be attached)
a) Rating 20KVA
b) Adequate Battery
c) Back up time at 100% load – 30min
d) Input Voltage 290 – 480V
e) Input power factor 0.95
f) Input frequency 45 – 65 Hz
g) Output Voltage 415V +_ 1%
h) Output frequency 50Hz
i) IP20
j) Noise level 40-55dB
k) Multi-function LCD status and control console
l) Audible and visible alarms prioritized by severity
m) Emergency Power Off (EPO)
n) Predictive failure notification
o) Automatic restart of loads after UPS shutdown
p) Manual bypass switch
p) Isolator switch
| To be environmental friendly | No | 1 |  | 0
B | Ditto as A but 10kVA with batteries for 15 Minutes autonomy | No | 2 |  | 0
C | 2U, 1.5KVA Double Conversion Online UPS Including batteries for | NO | 15 |  | 0
15 minutes autonoomy.
D | 2U, 3KVA Double Conversion Online UPS Including batteries for 15 | NO | 2 |  | 0
minutes autonoomy.
E | 6KVA Smart APC UPS for the above metal detector among other | ITEM | 2 |  | 0
scanners including batteries for 15 minutes autonomy.
F | Any other item required for proper operation of the UPS;
| (Specify) | ITEM | ITEM |  | 0
Note: The contractor shall provide a load bank for testing all the
UPS's in the project.
| TOTAL CARRIED FORWARD TO ELECTRICAL SUMMARY PAGE |  |  |  | 0
ITEM | DESCRIPTION | UNIT | QTY | RATE | TOTAL
NO. |  |  |  | USD | USD
AUTOMATIC VOLTAGE STABILIZER
A | Supply, install & commission a 30KVA Automatic three phase
voltage Stabilizer (AVS) as ORTEA SIRIUS or equal/equivalent and
approved with the following specifications: -
Attach product catalogues
i) Frequency 50Hz
ii) Admitted Load Variation from 0 up to 100%
iii) Admitted Load Unbalance up to 100%
iv) Mains Waveform Distortion Increment <0.2%
v) Cooling Natural Air (aided over 40OC)
vi) Ambient Temperature -15/+45OC
vii) Storage Temperature -25/+60OC
viii) Input Voltage 415+_20%
ix) Output voltage 415+_1%
ix) Admitted Overload 200% 2min
x) Colour RAL 7032
| xi) Protection IP 44 | NO | 1 |  | 0
xii) LCD/Digital two multi- task digital network analyzers
xiii) Regulator overload protection - digital standby control
xiiv) Communication system - Ethernet/GPRS/USB
xv) In built manual bypass
B | Ditto as above but 16KVA | NO | 1 |  | 0
C | MEM Manual Bypass switch and 2NO. 125A MCCBs | NO | 2 |  | 0
D | Sollatek power surge protector | ITEM | 1 |  | 0
E | Allow for 160A MCCB for tapping power from the main board | NO | 1 |  | 0
F | 4C, 25mm2 PVC/SWA/PVC cable for AVR terminations complete
| with cable glands and shrouds | LM | 60 |  | 0
G | Allow for 160A MCCB breaker as NSX schneider electric complete | NO | 3 |  | 0
with an enclosure and lockable.
H | Earthing comprising of copper earth electrode of size 1500mm long
| x15mm diameter enclosed by a concrete manhole of size | NO | 2 |  | 0
450x450x450mm with removable concrete cover and a 38mm diameter
PVC heavy gauge conduit lead-in duct and bonded to the AVR
I | Allow for interconnection between LV Switch board and AVR by a
| qualified electrician | Item | Item
I | Any other item required for proper operation of the AVR; Specify | Item | Item |  | 0
| TOTAL CARRIED FORWARD TO ELECTRICAL SUMMARY PAGE |  |  |  | 0
AIR CONDITIONING AND MECHANICAL VENTILATION SYSTEM
ITEM | DESCRIPTION | QTY | UNIT | RATE | TOTAL
NO. |  |  |  | KSHs | KSHs
SPLIT SYSTEM
Supply and install a split air-conditioning unit inverter type complete
as described below,
The outdoor unit shall be mounted on the wall and be provided
with purpose-made aluminium painted steel angle iron frame
cage complete with anti-vibration rubber mountings. The outdoor
unit to match the cooling coil unit.
The indoor unit shall be wall mounted type using bolts, nuts, spring
washer and plate washer on the position shown on the approved working
drawings. The indoor unit shall be capable of removing microscopic
contaminants and dust using reusable filter.
The system to be supplied complete with the following:
.Fully charged with R410A gas
.A wireless remote control
.Ground mounting kit
.Interconnecting piping with flared connections
.Wired controls
.Low temperature kit
.Auto Restart
.Time delay safety function
.Service valves
.3-step fan speed
A | 11.2 kW high wall mounted Inverter type split unit complete with its
| outdoor, the units (Duty & standby) | 8 | No |  | 0
B | Refrigeration Pipework
| A set of refrigeration pipework including 25mm Amaflex insulation for | 120 | LM |  | 0
both the liquid and gas lines.
C | Surge Protector
| 1 Phase Power protection unit as Sollatek or equal and approved. | 8 | No |  | 0
D | Isolators
| 1 Phase power isolators as Clipsal/Katko or equal and approved. | 8 | No |  | 0
E | Drain
| 32mm PVC condensate drainage pipework including bends, clips, | 1 | Item |  | 0
joints and tees in the running lengths of the pipe to the nearest waste
water point.
| TOTAL CARRIED FORWARD TO COLLECTION PAGE |  |  |  | 0
ITEM | DESCRIPTION | UNIT | QTY | RATE | TOTAL
NO. |  |  |  | KSHs | KSHs
Trunking
A | Allow for 100 x 50mm powder coated steel sheet trunking mounted
on the wall or ceiling with wall matching colour as shall be directed
| on site, for concealing the refrigerant and drain pipes. | 30 | LM |  | 0
B | Electrical Works
Allow for associated electrical works including but not limited to
| wiring from local isolators provided by others within one meter to all | 1 | Item |  | 0
indoor units, outdoor units and control system. Allow for labeling of
all the circuits and equipment.
C | Cleaning and Flushing the Installation
| Allow for cleaning and flushing the whole installation with appropriate | 1 | Item |  | 0
medium before charging the system with refrigerant.
D | Training of maintenance staff and operators
Allow for training of personnel on the operation and maintenance of
the air conditioning installation. The training to be structured such
that the personnel will undergo a course on the working of the
| machines, operations, settings, trouble shooting and maintenance | 1 | Item |  | 0
of the machines.
E | Automation of the AC for cctv Room and the Server room.
| Allw for scheduling of the AC in such a way that a pair for control room | Item | Item |  | 0
will work together alternaingly in hours as the client/engineer may
deem fit.
F | Testing and Commissioning
Allow for testing and commissioning of the entire system installations
| to the satisfaction of the Engineer. | Item | Item |  | 0
G | Any other item required for proper operation of the AC units; Specify | Item | Item |  | 0
| TOTAL CARRIED FORWARD TO COLLECTION PAGE |  |  |  | 0
MAIN SUMMARY FOR FOR AIR CONDITIONING & MECHANICAL VENTILATION
ITEM | DESCRIPTION |  |  |  | AMOUNT
NO. |  |  |  |  | USD
BROUGHT FORWARD FROM
1 | PAGE 256 |  |  |  | 0
2 | PAGE 257 |  |  |  | 0
| TOTAL CARRIED FORWARD TO SUMMARY PAGE |  |  |  | 0
FIRE SUPPRESSION
ITEM | DESCRIPTION | QTY | UNIT | RATE | AMOUNT
|  |  |  | USD | USD
SECURITY SERVER ROOM (Room Void = 25m2)
A | 125lbs HFC 227ea cylinder filled with 125lbs HFC 227ea gas ,C/W:
impulse discharge valve ,nipple, Victaulic coupling, mounting
| Strap,and Pressure gauge | No. | 1 |  | 0
B | Impulse Valve Operator W/ Manual Strike Button Kit C/W impulve valve | No. | 1 |  | 0
operator, reset tool, wire lead w/connector and impulse release.
C | Pressure Switch (Low pressure) | No. | 1 |  | 0
D | Discharge nozzle | No. | 2 |  | 0
E | impulse valve operator w/manual strike button kit | No. | 1 |  | 0
F | Extinguishing Control Panel (2) Detection Zone and Releasing Area
| (1) C/W 24VDC Back up Battery, | SET | 1 |  | 0
G | Optical Smoke Detector With Base shield | No. | 4 |  | 0
H | Abort Switch w/ back box, model;S111R-AB shield | No. | 1 |  | 0
I | FIRE BELL 6"c/w back box, model HR-SHIELD | No. | 1 |  | 0
J | Strobe horn c/w back box model, model P2R | No. | 1 |  | 0
K | XENON / strobe light w/back box model SR | No. | 1 |  | 0
L | Warning signs | No. | 1 |  | 0
| TOTAL CARRIED TO COLLECTION PAGE |  |  |  | 0
ITEM | DESCRIPTION | QTY | UNIT | RATE | AMOUNT
|  |  |  | USD | USD
EXTERNAL
SECURITY SERVER ROOM (Room Void = 25m2)
Pipework
Supply and install Schedule 40/GMS pipework and threaded fittings as
follows:-
A | 25mm diameter pipe | Lm. | 12 |  | 0
B | 15mm diameter pipe | Lm | 21 |  | 0
Bends
C | 25mm diameter bend | No | 10 |  | 0
D | 15mm diameter bend | No. | 9 |  | 0
Tees
E | 25mm diameter tee | No | 2 |  | 0
F | 15mm diameter tee | No. | 2 |  | 0
Sockets
G | 25mm diameter socket | No | 5 |  | 0
H | 15mm diameter socket | No. | 5 |  | 0
Unions
I | 25mm diameter unions | No | 6 |  | 0
J | 15mm diameter unions | No. | 8 |  | 0
K | Allow for Paintworks/Anchorage installations and Configurations | PC | sum |  | 0
L | Allow for electrical connection | PC | sum |  | 0
M | Allow for testing and commissioning | PC | sum |  | 0
| TOTAL CARRIED TO COLLECTION PAGE |  |  |  | 0
ITEM | DESCRIPTION | UNIT | QTY | RATE | TOTAL
NO. |  |  |  | USD | USD
PORTABLE FIRE EXTINGUISHERS
Supply and install for following;
A | Automatic Fire Extinguishers
Supply and Install 6 Kg Auto fire extinguishers with
the specifications as follows:
1. Cylinder material: St12
2. Max W. P: 14 bars
3. Max Test Pressure: 25 bars
4. Temp Range: -30 degrees to +60 degrees
5. Out diameter: 302mm
6. Cylinder Height: 245mm
| 7. Weight: 12.36kg | No | 4 |  | 0
B | UL approved 9kg dry powder multi-purposed fire class A,B and C as
| manufactured by Angus Fire Armour ABC multipurpose model AP | NO | 4 |  | 0
9K or equal and approved
C | Ditto but water type | NO | 2 |  | 0
D | Ditto but Co2 | NO | 4 |  | 0
| TOTAL CARRIED TO COLLECTION PAGE |  |  |  | 0
FIRE SUPPRESSTION & FIGHTING COLLECTION PAGE
ITEM | DESCRIPTION |  |  |  | AMOUNT
NO. |  |  |  |  | USD
BROUGHT FORWARD FROM
1 | PAGE 259 |  |  |  | 0
2 | PAGE 260 |  |  |  | 0
3 | PAGE 261 |  |  |  | 0
| TOTAL CARRIED FORWARD TO ELECTRICAL SUMMARY PAGE |  |  |  | 0
GATE AUTOMATION SYSTEM
ITEM | DESCRIPTION | UNIT | QTY | RATE | TOTAL
NO. |  |  |  | USD | USD
A | SWING GATES
Allow for Automation of 600Kgs double swing gate ( Gate provided
by others). Each leaf of the double leaf gate is 2.5M and 300kgs.
The equipment to come complete with motor, fixing plate, flashing
light, photocells, key selector, fixing brackets and magnetic
encoder. The gate should have provision for both manual control
and remote control through wireless and wired system/medium.
| The Motor & Control | NO | 1 |  | 0
a) speed of 2.5m/s
b) Input Voltage 240/415V
c) Input power factor 0.95
d) Input frequency 45 – 65 Hz
e) IP20
f) Noise level 40-55dB
g) Multi-function LCD status and control console
h) Audible and visible alarms prioritized by severity
i) Emergency Power Off (EPO)
j) Predictive failure notification
k) Automatic restart of loads after power shutdown
/black out
l) Manual bypass switch
m) Isolator switch
n)To be environmental friendly
B | SLIDING GATES
| Ditto as A Above but sliding gate of 4M length. | NO | 1 |  | 0
C | ROLLER SHUTTER
| Ditto as A above but for roller shutter | NO | 3 |  | 0
D | Control panel
The Contractor must provide a Gate Control Panel which is used to
| control a specified number of A, B & C gates. The Gate Control | ITEM | Item
Panel interconnects with the LCU HOV back panel
E | Integration with security, Fire alarm and other systems in the | ITEM | 1
building
F | Testing and Commissioning gate Automation and Client Training | ITEM | 1
G | Cables, connectors, isolators, Accessories & Consumables for
| installations in A, B and C above (sandries) | ITEM | ITEM
H | Any other item required for proper operation of the UPS; (Specify) | ITEM | ITEM
| TOTAL CARRIED FORWARD TO ELECTRICAL SUMMARY PAGE |  |  |  | 0
PLUMBING & DRAINAGE WORKS
ITEM | DESCRIPTION | UNIT | QTY | RATE | TOTAL
NO. |  |  |  | USD | USD
A | Duravit: D-code Wall Hung WC Suite In Vitreous China Consisting
| of P trap WC Pan and Heavy duty soft close toilet seat and cover | No | 5 |  | 0
Ref; #220909; #67390 -White in colour as Jaguar, Roca or
equivalent and approved
B | Geberit concealed push-in flush valve complete with actutator plate
| as Alpha 01or equal and approved equivalent brand. Ref | No | 5 |  | 0
115.035.11.1 in white Alphine or satin finish
C | Duravit: D-code semi pedestal Wash Hand Basin In code
| BWHDRDCO09 070745. size 450 x 340mm or equal and | No | 4 |  | 0
approved,complete with bottle traps,screws and other assocories
C | Duravit: D-Code semi Pedestal Wash Hand Basin In Vitreous China Ref
| 070745. size 450 x 340mm or equal and approved,complete with bottle | No | 1 |  | 0
traps,screws and other assocories
D | Sensorflow solo high rise washbasin mounted spout with integral
| sensor servicing valve and filter as Armitage shanks S8135AA | No | 5 |  | 0
(7991400CP) complete with label and ready for operation and
connection to mains power supply
E | Hand driers
Electric "Mediclinics" automatic touch free hand drier for electrical
supply compatible with 220/240V 50Hz single phase supply and to
be complete with a mounting plate, centrifugal fan and motor 2700
rpm with thermal overload and radio suppression and 2100w spirally
| wound element with automatic re-setting thermal cut-out and wiring | No | 3 |  | 0
from local isolator. Ref :- M06A or equal and approved
F | Duravit Toilet roll holder No 16329 size 150 x 150 mm | No | 5 |  | 0
G | Chrome plated double coat hook for wall mounting, as Hangsgrohe
| or equall and approved. | No | 5 |  | 0
H | Automatic soap dispenser with capacity of 1Ltr, touch free soap
release mechanism,complete with fixing screws as Mediclinics Ref:
| DJF0038A or equal and approved. | No | 4 |  | 0
I | Bevelled edge, plain polished glass mirror size 900x 600x6mm
| thick , fixed on the wall back to prevent against breakage. | No | 4 |  | 0
I | Bevelled edge full height, plain polished glass mirror size 900x 2100
| mm x6mm thick , fixed on the wall back to prevent against breakage. | No | 2 |  | 0
| TOTAL CARRIED FORWARD TO NEXT PAGE |  |  |  | 0
ITEM | DESCRIPTION | UNIT | QTY | RATE | TOTAL
NO. |  |  |  | USD | USD
| BROUGHT FROM PREVIOUS PAGE |  |  |  | 0
A | Paper towel dispenser as mediclinics, white steel epoxy #E05A or | No | 3 |  | 0
equal and approved.
B | Urinal with sensor as Docol or Hansgrohe or approved equivalent | No | 3 |  | 0
C | urinal Divider as Duravit | No | 4 |  | 0
D | Allow for 100mm diameter golden brown uPVC drainage pipe extension
| to the existing sewer line complete with fittings and accessories | lm | 200 |  | 0
E | Allow for 25mm diameter Indogreen PN 25 PPR pipe extension to
| the water line complete with fittings and assessories | lm | 250 |  | 0
F | 25mm diameter isolation valves | NO | 50 |  | 0
G | Allow for removal of existing sanitaryware | Item | Item
H | STAINLESS STEEL KITCHEN SINK
Heavy gauge Stainless steel kitchen sink as FRANKE "Quinline QLX
621-120". Range cat. No. 101.0039.866 overall size 1200 x 500mm and
| bowl size 343 x 410 x 149mm. single bowl, single drainer complete with | NO | 2 |  | 0
40mm diameter Chrome plate chain waste and plug, Chrome plated “P”
trap and 15mm diameter swivel sprout HANGSGROHE FOCUS swivel
mixer tap. No. 13815000, 2No. 15mm Chrome plated angle valves as
HANSGROHE "Angle Valve E" No. 13902000 Or Equal and approved
I | UNDERSINK WATER HEATER
| 10 litre Ariston water heater power 3kw or equal and approved | NO | 2 |  | 0
J | FIRE BLANKET
1.8metre x 1.2metre Fire Blanket manufactured to BS EN 1869:1997 and
BSI Kite marked, with slim-line design with rigid plastic case, plastic
that case can be wiped maintaining hygiene in kitchen environments,
Includes hole so that the fire blanket can qui the fire blanket can
quickly and easily be wall-mounted, hinged base and complete with
| toggles for quick and easy to use in the case of a fire emergency. | No. | 2 |  | 0
K | KITCHEN HOOD
| Provide a portable, ductless kitchen hood as Bosch or equivalent and | No. | 2 |  | 0
approved.
| TOTAL CARRIED FORWARD TO ELECTRICAL SUMMARY PAGE |  |  |  | 0
ITEM | DESCRIPTION | UNIT | QTY | RATE | TOTAL
NO. |  |  |  | USD | USD
ENVIRONMENTAL MONITORING SYSTEM
A | EMS controller for the data center that would pro-actively & remotely
monitor temperature, humidity, power, water, smoke, airflow, lights,
motion,intrusion,data link,sound,access controls and security.System
to be able to alert any abnormality via email, SMS, web browser,
extensive graphing and data collection. The system should support
Modbus over TCP/IP with all necessary gateways and have expandable
| function for future modules/ sensors. Probe should be able to connect to | Item | 1 |  | 0
external GPRS/GSM modem, Bluetooth and WiFi USB adapters. The
system to have an elaborate false alarm filter. The subcontractor to
include catalogues for the eMS system quoted
B | Price for GSM terminal and GSM lines for SMS alerts. Price to include | No | 1 |  | 0
configuration and testing to selected GSM numbers of kenya re
security staff
C | Rope water sensor completely connected to main EMS probe able | No | 1 |  | 0
to intelligently detect the presence of water or acid
D | Smoke sensor for smoke detection completely connected to EMS | No | 1 |  | 0
E | Intelligent dual/ humidity sensor | No | 1 |  | 0
F | Intelligent digital AC power monitoring sensors | No | 1 |  | 0
G | Instrusion detection including door sensor | No | 1 |  | 0
H | Equipment installation, termination, programming and client training | No. | 1 |  | 0
I | Testing and commissioning of the new installation | Item | Item
J | Any other item required for proper operation of the network monitoring
| system | Item | Item
| TOTAL CARRIED FORWARD TO ELECTRICAL SUMMARY PAGE |  |  |  | 0
CABLING INFRSTRUCTURE WORKS
ITEM | DESCRIPTION | UNIT | QTY | RATE | TOTAL
NO. |  |  |  | USD | USD
STRUCTURED CABLING WORKS
Supply, install, lay and set to work structured cabling system drawn in
trunking provided elsewhere: -
A | Category 6A 4 pair UTP cable as Siemon fully wired for network points & | No | 184 |  | 0
CCTV approximately 55 meters per point
B | Category 6A 4 pair UTP 1m patch cord as Siemon | No. | 368 |  | 0
C | Category 6A 4 pair UTP 3m patch cord as Siemon | No. | 184 |  | 0
D | Category 6A 4 pair UTP 5m patch cord as Siemon | No. | 124 |  | 0
E | Category 6A 24port patch panel as Siemon | No. | 12 |  | 0
F | Category 6A 48port patch panel as Siemon | No. | 6 |  | 0
G | 2U Horizontal patch lead organiser | No. | 15 |  | 0
H | 24 port fiber panel | No | 15 |  | 0
I | 4G SFP Transceivers as Cisco | No | 24 |  | 0
J | Duplex Multimode SC connectors with adaptors | No. | 20 |  | 0
K | 24 Core outdoor Multimode fiber cable to other floors | LM | 320 |  | 0
L | Multimode fiber patchcords | No. | 30 |  | 0
M | Rack mountable source tansfer switch with 2 inputs and 8 power | No. | 2 |  | 0
outputs for 230/240V as APC
N | Power distribution units (PDUs) with 8No power outputs to be | No. | 15 |  | 0
mounted on main and distributor racks
O | Testing and commisioning of the cabling works | Item | Item
| TOTAL CARRIED FORWARD TO NEXT PAGE |  |  |  | 0
ITEM | DESCRIPTION | UNIT | QTY | RATE | TOTAL
NO. |  |  |  | USD | USD
| BROUGHT FROM PREVIOUS PAGE |  |  |  | 0
PUBLIC ADDRESS/SPEAKER CABLING
A | Speaker points fully wired in 2 x 2.5 mm sq. Fire rated shielded sound
| cables approximately 55 meters per point | NO. | 67 |  | 0
B | Cat. 6A F/UTP cable from system manager and inputs unit to the local | NO | 12 |  | 0
area network. (approximately 55 meters per point)
C | Cat. 5 STP cables between the remote microphones and the system | NO | 12 |  | 0
cabinet. (approximately 55 meters per point)
D | Override fire rated control cables from audio output and surveillance unit | NO | 12 |  | 0
to the volume controllers. (approximately 55 meters per point)
E | Testing and commisioning of the cabling works | Item | Item
ACCESS CONTROL CABLING CABLING
F | Connection (CAT6A UTP cables) of the main intrusion detection
| panel/Controller to the IP LAN including all required RJ45 connectors | No | 41 |  | 0
and modules. (approximately 55 meters per point)
G | 2PAIR STP (BELDEN 8723) CABLE shield bus cable including | No | 41 |  | 0
interconnecting modules between Intrusion control panel/Controller.
(approximately 40 meters per panel)
H | 10M HDMI cables complete with heads as kramer to engineers approval | No | 6 |  | 0
I | Testing and commisioning of the cabling works | Item | Item
| TOTAL CARRIED FORWARD TO ELECTRICAL SUMMARY PAGE |  |  |  | 0
MANAGEMENT OFFICE ELECTRICAL INSTALLATION WORK
ITEM | DESCRIPTION | UNIT | QTY | RATE | TOTAL
NO. |  |  |  | USD | USD
LIGHTING AND POWER
Final sub-circuits complete with accessories and fittings as detailed
below wired in 20mm diameter conduits clipped onto the ceiling using
spacer saddles on one part and in partitioning board on the other part.
A | Lighting points, wired in 3x1.5mm sq single core copper cables
| for one/two way switching | NO. | 32 |  | 0
B | Signage outlet points, wired in 3x 2.5mm sq single core cables in ring
| circuit enclosed and concealed in PVC conduits integrated to photocell | NO. | 4 |  | 0
C | 13A single power points, wired in 3x 2.5mm sq single core
| cables in ring circuit enclosed and concealed in PVC conduits | NO. | 8 |  | 0
D | 13A twin power points, wired in 3x 2.5mm sq single core cables
| in ring circuit enclosed and concealed PVC conduits | NO. | 12 |  | 0
E | 13A twin power points, wired in 3x 2.5mm sq single core cables | NO. | 10 |  | 0
in ring circuit enclosed and concealed trunking
F | 15A Non standard socket outlet point, wired using 3 x 4.0mm2
single core PVC insulated copper cable drawn in 25mm dia.
| PVC heavy gauge conduit but without the outlet plate | NO | 6 |  | 0
G | 200x50mm Powder coated metallic trunking complete complete
with tees, crossover, bends end cap, jacking, mounting brackets
| etc and bonded to earth | LM | 60 |  | 0
H | 4X32mm diameter PVC conduits for interlinking trunking where it
has to pass in the floor. Otherwise all trunking crossing the
| doors should go above it | LM | 12 |  | 0
I | Single outlet phase plate for the trunking. This should be the same colour
| as the trunking and coated at the same time as trunking. | NO. | 14 |  | 0
J | Ditto but Twin phase plates | NO. | 14 |  | 0
K | AC outlet points, wired in 3C, 2.5mm sq XLPE Copper cables
| enclosed and concealed in PVC conduits | LM | 100 |  | 0
L | 3C 1.5mm sq copper flexible cables for Maintained Emergency | NO. | 8 |  | 0
Exit sign Thornsapphire with direction sign and inscribed EXIT
M | Security door outlet points enclosed and concealed in 20mm diameter
| PVC conduits, door frame or through the metal trunking whichever way | NO. | 4 |  | 0
is convenient
| TOTAL CARRIED TO COLLECTION |  |  |  | 0
ITEM | DESCRIPTION | UNIT | QTY | RATE | TOTAL
NO.
LIGHT FITTINGS AND ACCESSORIES
Lighting control accessories complete with wiring terminations
and fixing materials
A | 10A One gang one way as MK S4870 WHI or Crabtree | NO. | 6 |  | 0
B | 10A two gang two way as MK S8872 WHI | NO. | 2 |  | 0
C | 10A Four gang two way as MK S8874 WHI | NO. | 1 |  | 0
Lighting fittings as shown in the drawings complete with control gears
and lamps:-
D | Self illuminated Emergency Exit light with sign as Thorn | NO. | 8 |  | 0
With arrows for directions
E | 600mmx600mm recessed LED dimmeable panels as V - TAC VT6060
| complete with drivers | NO. | 26 |  | 0
F | LED Neone strip light with uniform illuminance complete with
| connecting couplers and compatible with the lighting control system | LM | 10 |  | 0
or equalequivalent and approved
G | Recessed 80ф round dichroic LED down light with brushed
| silver effect with a glass diffuser for the mirrors as Eglo | NO. | 8 |  | 0
(SPEZIA 1) Cat. No. 90057 TYPE C
Lighting fittings as shown in the drawings complete with
control gears and lamps:-
Supply and install power point accessories & equipment complete
with associated wiring terminations & fixing materials
H | 13amps single switched weather proof socket outlet plate and
| as Crabtree or MK S2657DP WHI | NO | 12 |  | 0
I | 13amps twin switched socket outlet plate as crabtree or
| MK S2647DP WHI | NO | 24 |  | 0
J | Blanking covers for data outlet points as MK S3827 WHI | NO | 6 |  | 0
K | 15Amps Non standard tea urn socket outlet point fitted with 13A
| switched socket outlet plate with pilot light as Crabtree | NO. | 3 |  | 0
| TOTAL CARRIED TO COLLECTION PAGE |  |  |  | 0
STRUCTURED & FIBRE CABLING WORKS
ITEM | DESCRIPTION | UNIT | QTY | RATE | TOTAL
NO. |  |  |  | KSHS. | KSHS.
STRUCTURED CABLING FOR THE MANAGEMENT OFFICE
Supply, install, lay and set to work structured cabling system drawn in
trunking provided elsewhere: -
Rates to include, Vat, labour and any others charges
A | Category 6A 4 pair UTP cable as Siemon fully wired - approximately | No | 24 |  | 0
55meters per point
B | Dual RJ 45 category 6A UTP dual outlets faceplate
| complete with flush mounting plate and module as | No | 12 |  | 0
Siemon
C | Category 6A 4 pair UTP 1m patch cord as Siemon | No. | 24 |  | 0
D | Category 6A 4 pair UTP 3m patch cord as Siemon | No. | 12 |  | 0
E | Category 6A 48port Siemon patch panel 1U | No. | 2 |  | 0
F | 2X1U Horizontal patch lead organizer as Nexan | No. | 4 |  | 0
G | Supply and install 6Way PDU for the data cabinet | No. | 2 |  | 0
H | 15U Powder coated wall mounted data cabinet cabinet complete with
| locking glass, 4 fans 6 power outlet Power cable 1No. Sollatek surge | No. | 1 |  | 0
protector, and signal grounding key. as TOTEM
I | Equipment installation, termination, programming, Testing | Item | Item |  | 0
and commissioning of the new installation
J | Dressing of cables on the existing data cabinet to the satisfaction of
| the client/Project Engineer. | Item | Item |  | 0
K | Category 6A 4 pair UTP cable as Siemon fully wired - approximately | No | 4 |  | 0
40meters per point for provision of new cctv and relocation of the
existing.
L | Allow a sum of USDs. 500 for relocation of switches and servers from the | Item | Item |  | 500
existing data cabinet.
| TOTAL CARRIED TO COLLECTION |  |  |  | 500
MANAGEMENT OFFICE ELECTRICAL INSTALLATION COLLECTION PAGE
ITEM | DESCRIPTION |  |  | AMOUNT
NO. |  |  |  | KSHS.
TOTAL BROUGHT FORWARD FROM:
1 | PAGE 269 |  |  |  | 0
2 | PAGE 270 |  |  |  | 0
3 | PAGE 271 |  |  |  | 500
| TOTAL CARRIED FORWARD TO ELECTRICAL SUMMARY PAGE |  |  |  | 500
PROPOSED INTEGRATED SECURITY MANAGEMENT SYSTEMS FOR KENYA RE-INSURANCE
CORPORATION - KISUMU
MECHANICAL, ELECTRICAL & PLUMBING ELECTRICAL INSTALLATION WORKS SUMMARY PAGE
ITEM | DESCRIPTION |  |  |  | AMOUNT
NO. |  |  |  |  | USD
TOTAL BROUGHT FORWARD FROM:
1 | LIGHTING AND POWER INSTALLATION 250 |  |  |  | 0
2 | POWER DISTRIBUTION/RETICULATION 253 |  |  |  | 0
3 | UPS POWER BACK UP FOR EQUIPMENT 254 |  |  |  | 0
4 | AUTOMATIC VOLTAGE STABILIZER FOR EQUIPMENT 255 |  |  |  | 0
5 | AIR CONDITIONING AND MECHANICAL VENTILATION SYSTEM 256 |  | ` |  | 0
6 | FIRE FIGHTING 262 |  |  |  | 0
7 | GATE AUTOMATION 263 |  |  |  | 0
8 | PLUMBING & DRAINAGE WORKS 265 |  |  |  | 0
9 | ENVIRONMENTAL MONITORING WORKS 266 |  |  |  | 0
10 | STRUCTURED & FIBRE CABLING 268 |  |  |  | 0
11 | MANAGEMENT OFFICE 272 |  |  |  | 500
| TOTAL CARRIED TO PART III SUMMARY PAGE |  |  |  | 500

## MEP Summary
PROPOSED INTEGRATED SECURITY MANAGEMENT SYSTEM
AT REINSURANCE PLAZA -KISUMU FOR KENYA REINSURANCE CORPORATION
SECTION 03 SUMMARY
MECHANICAL ,ELECTRICAL & PLUMBING WORKS SUMMARY
ITEM | DESCRIPTION | AMOUNT
NO. |  | USD
1 | LIGHTING AND POWER INSTALLATION 250 | 0
2 | POWER DISTRIBUTION/RETICULATION 253 | 0
3 | UPS POWER BACK UP FOR EQUIPMENT 254 | 0
4 | AUTOMATIC VOLTAGE STABILIZER FOR EQUIPMENT 255 | 0
5 | AIR CONDITIONING AND MECHANICAL VENTILATION SYSTEM 256 | 0
6 | FIRE FIGHTING 262 | 0
7 | GATE AUTOMATION 263 | 0
8 | PLUMBING & DRAINAGE WORKS 265 | 0
9 | ENVIRONMENTAL MONITORING WORKS 266 | 0
10 | STRUCTURED & FIBRE CABLING 268 | 0
11 | MANAGEMENT OFFICE 272 | 500
| TOTAL CARRIED FORWARD TO GRAND SUMMARY PAGE | 500

## DIV BUILDER'S WORK
SECTION NO. 04
BUILDER'S WORK

## BUILDER'S WORK
BILL NO 1
MANAGEMENT OFFICE & WASHROOMS
Item | Description | Unit | Qty | Rate(USD) | AMOUNT
ELEMENT NO 1
DEMOLITIONS AND ALTERATIONS
ALL PROVISIONAL
Notes:
i) | The Contractor shall provide the method of carrying out demolition works to the Project Manager for approval.
ii) | The Contractor shall exercise necessary safety measures so as not to cause any damage to the existing structure and adjoining properties.
iii) | The Contractor shall excercise necessary safety measures so as not to cause injury to users of the building and/or other third parties.
iv) | The Contractor shall note that all salvage materials shall be the property of the Client and unless indicated as " cart away". The Contractor shall be responsible for carting away debris upon approval by the Project Manager.
v) | No salvage material shall be incorporated in the works without the express written authority of the Project Manager .
vi) | The Contractor is advised to include in his rates the cost of making good all disturbed areas where it is expressly included in the description of works to be done or otherwise .
vii) | The Contractor is advised to take all necessary precautionary measures to guard against dirt , dust and noise pollution
viii) | The Contractor is advised to take all necessary precautionary measures in the removal ,handling ,storing and fixing of materials recovered from demolitions
ix) | The works will be carried out in an active site and the contractor will be constrained from noisy operations . Consequently he will carry out his activities after normal working hours and must allow this in his rates
| Carried forward |  | USD |  | 0
Item | Description | Unit | Qty | Rate(USD) | AMOUNT
ELEMENT NO 1
DEMOLITIONS & ALTERATIONS CONTINUED
| Brought forward |  |  |  | 0
Walls & Partitions
A | Carefully pull down 2850mm high 100mm thick timber framed partition ;load and cart away arising debris and make good all disturbed areas (Approximately 42LM) | ITEM
B | Carefully cut an opening through 200mm thick natural stone wall ; overall size 1000mm x 2400mm high ; load and cart away debris and make good all disturbed areas (2NO) | ITEM
C | Carefully hack out existing ceramic wall tiles including cement sand backing ; load and cart away arising debris and make good all disturbed areas (Approximately 84SM) | ITEM
Floor
D | Carefully pull out existing PVC floor tiles including cement sand screed ; load and cart away arising debris and make good all disturbed areas (Approximately 283SM) | ITEM
E | Carefully hack out existing ceramic floor tiles including cement sand screed ; load and cart away arising debris and make good all disturbed areas (Approximately 92SM) | ITEM
F | Carefully hack out existing terrazo floor finish including cement sand screed ; load and cart away arising debris and make good all disturbed areas (Approximately 24SM) | ITEM
Doors
F | Carefully bring down 900 x 2100mm high timber door complete with frames and accesories; load and cart away arising debris and make good all disturbed areas (6NO) | ITEM
G | Carefully bring down 900 x 2100mm high fire door complete with frames and accesories; load and cart away arising debris and make good all disturbed areas (6NO) | ITEM
H | Carefully bring down 900 x 2400mm high timber flush doors complete with frames and accesories; load and cart away arising debris and make good all disturbed areas (5NO) | ITEM
I | Carefully bring down 900 x 1200mm high timber trap doors complete with frames and accesories; load and cart away arising debris and make good all disturbed areas (2NO) | ITEM
| Carried forward |  | USD |  | 0
Item | Description | Unit | Qty | Rate(USD) | AMOUNT
ELEMENT NO 1
DEMOLITIONS & ALTERATIONS CONTINUED
| Brought forward |  |  |  | 0
Windows
A | Carefully pull down 1000 x 800mm high timber framed glass louvre windows :load and cart away arising debris and make good all disturbed areas (3NO) | ITEM
Sanitary fittings
B | Pull down wash hand basin and load and cart away arising debris(4No) | ITEM
C | Pull down water closet, including all pipework and make good; load and cart away arising debris (4No) | ITEM
D | Pull down urinal fitting ,including all pipeworkon the surface and make good; load and cart away arising debris ( 3No) | ITEM
E | Allow a provisional sum of One Thousand dollars (USD.1000) for additional demolitions to be expended in whole or part by the Project Manager | SUM |  |  | 1000
ELEMENT 01 TOTAL CARRIED TO
| DEMS & ALTNS BILL SUMMARY |  | USD |  | 1000
Item | Description | Unit | Qty | Rate(USD) | AMOUNT
ELEMENT NO 02
WALLING & PARTITIONS
Machine cut stone walling stone or equivalent in cement and sand mortar (1:3) with minimum crushing strength of 7.0 N/mm2
A | 150mm Thick wall | SM | 173 |  | 0
Gypsum partition
B | 100mm Thick insulated gypsum dry wall partition 2850mm high consisting of galvanized steel stud frames and runners at 1000mm vertical centres;50mm thick acoustic mineral insulation wool sound insulation infill between gypsum boards;12.5 mm thick gypsum boards fixed to both sides complete with screwing and joints covered with approved tape | SM | 66 |  | 0
ELEMENT 02 TOTAL CARRIED TO
| WALLING & PARTITIONS BILL SUMMARY |  | USD |  | 0
Item | Description | Unit | Qty | Rate(USD) | AMOUNT
ELEMENT NO 03
DOORS
Timber Flush doors to B.S. 459
A | 50mm Thick solid core flush door overall size 900 x 2100mm high in single leaf faced both sides with 3mm thick Mahogany veneer on 3mm thick ordinary plywood for polishing and hardwood lipped all round with and including 300 x 1600mm high viewing panel infilled with 6mm clear sheet glass with frosted film all to Architect's detail and approval | NO | 5 |  | 0
B | 45mm Thick solid core flush door overall size 900 x 2100mm high covered both sides with 6mm thick plywood finished with mahogany scratch proof laminate and finished all round with 12.5mm thick hardwood lipping ; all to Architect's detail and approval | NO | 3 |  | 0
C | 45mm Thick semi -solid core flush door overall size 900 x 2100mm high covered both sides with 6mm thick plywood finished with mahogany scratch proof laminate and finished all round with 12.5mm thick hardwood lipping ; all to Architect's detail and approval(Washroom doors) | NO | 4 |  | 0
D | Ditto but overall size 900 x 1200mm(Washroom trap doors) | NO | 2 |  | 0
Frameless glass door
Glass
E | 12mm Thick laminated toughened glass in frameless glass door overall size 1200x2100mm high in 1No single leaf | NO | 1 |  | 0
The following in wrot mahogany :-
F | 200 x 50mm Frames with 2 labours plugged | LM | 21 |  | 0
G | 150 x 50mm Frames with 2 labours plugged | LM | 20 |  | 0
H | 100 x 50mm Frames with 2 labours plugged | LM | 31 |  | 0
I | 50 x 50mm Frames with 2 labours plugged | LM | 4 |  | 0
J | 75 x 25mm Architraves | LM | 122 |  | 0
K | 25mm Quadrant beading | LM | 21 |  | 0
L | 200 x 18mm Thick laminated MDF frame with two labors around door frames all to Architect's detail and approval | LM | 21 |  | 0
| Carried forward |  | USD |  | 0
Item | Description | Unit | Qty | Rate(USD) | AMOUNT
ELEMENT NO 3
DOORS -CONTINUED
| Brought forward |  |  |  | 0
Prime back to surfaces of wood before fixing
A | Surfaces not exceeding 100mm girth | LM | 122 |  | 0
B | Surfaces exceeding 100mm girth but not exceeding 200mm girth | LM | 72 |  | 0
Prepare and apply three coats of clear polyurethane wood varnish to:
C | Surfaces not exceeding 100mm girth | LM | 122 |  | 0
D | Surfaces exceeding 100mm girth but not exceeding 200mm girth | LM | 72 |  | 0
E | General surfaces of doors | SM | 52 |  | 0
Precast concrete class 20/20 :-
F | 200 X 300 mm Thick lintel comprising 4No T12 bars and T8 links at 250mm centres complete with all necessary formwork | LM | 7 |  | 0
Supply and fix the following ironmongery with matching screws all as per ''UNION" catalogue or other equal and approved
G | 100mm Brass polished butt hinges "Union " ref. HN- 2BB-403030-PB | PRS | 18 |  | 0
H | 3 Lever mortice door lock "Union " ref. 3L-2277-PL | NO | 4 |  | 0
I | 2 Lever mortice door lock "Union " ref. 2L-2295-PB | NO | 8 |  | 0
J | 38mm Diameter Oval chrome door stopper "Union" ref. DS-F-001-SSS | NO | 12 |  | 0
K | Polished brass door handles | NO | 12 |  | 0
L | 750mm Long x 150mm high x 1.6mm thick aluminium kick plates | NO | 8 |  | 0
M | 150mm long solid brass with antique brass finish and lacquer coating hat and coat hook "Union " ref. CH-560-SSS | NO | 6 |  | 0
| Carried forward |  | USD |  | 0
Item | Description | Unit | Qty | Rate(USD) | AMOUNT
ELEMENT NO 3
DOORS -CONTINUED
| Brought forward |  |  |  | 0
Supply and fix the following ironmongery with matching screws all as per ''UNION" catalogue or other equal and approved
A | 250 x 75 mm Stainless door sign with 3.5mm thick aluco board complete with engravings "Union " ref. S-KP-800-200-SSS | NO | 8 |  | 0
B | Overhead door closer; power size 3 ; "Union " ref. DC-8834-SIL | NO | 8 |  | 0
C | Floor spring ;maximum capacity 150KG with 20dig-90dig closing speed adjustment | NO | 1 |  | 0
D | Centre lock | NO | 1 |  | 0
E | Centre keeper | NO | 1 |  | 0
F | Bottom lock | NO | 1 |  | 0
G | Bottom keeper | NO | 1 |  | 0
H | Top patch | NO | 1 |  | 0
I | 900mm wide stainles steel pull handle | NO | 1 |  | 0
J | 360 degree turning heavy duty brass parliament hinges | PRS | 6 |  | 0
ELEMENT 03 TOTAL CARRIED TO
| DOORS BILL SUMMARY |  | USD |  | 0
Item | Description | Unit | Qty | Rate(USD) | AMOUNT
ELEMENT NO 4
WINDOWS
Aluminium frames
A | 100 x 100 x 2mm Thick square hollow section powder coated aluminium frames with and including rubber seal all round infilled with glass (m.s) | LM | 42 |  | 0
Glass
B | 8mm Thick laminated clear glass fixed to aluminium frame | SM | 8 |  | 0
Glass film
C | Supply and fix frosted film to glazed panel | SM | 10 |  | 0
Window Blinds
Vertical blinds
D | Vertical blinds comprising 125mm wide approved synthetic strips complete with rail and fittings fixed to masonry wall or concrete, size 1800 x 2700mm all to Architect's approval | NO | 6 |  | 0
Wrot mahogany or other equal and approved hardwood :-
E | 150 x 25mm Window board | LM | 5 |  | 0
Prepare and appply three coats of appproved clear polyurthane varnish to :-
F | Wood surface ;width 100-200mm | LM | 5 |  | 0
ELEMENT 04 TOTAL CARRIED TO
| WINDOWS BILL SUMMARY |  | USD |  | 0
Item | Description | Unit | Qty | Rate(USD) | AMOUNT
ELEMENT NO 5
INTERNAL FINISHES
FLOOR FINISHES
Cement and sand (1:4) screed to receive flooring
A | 32mm Thick to receive ceramic tile flooring | SM | 24 |  | 0
B | 30mm Thick to receive porcelain tile flooring | SM | 376 |  | 0
Non-slip ceramic floor tiles as "Saj" or any other equal and approved :-
C | Provide a Prime Cost rate of Thirty dollars (USD 12.50) per square metre for supply and delivery to site of 250 x 250 x 8mm glazed ceramic floor tiles, allow taking delivery and fixing with and including approved adhesive and grouting and add for profit and overheads | SM | 24 |  | 0
D | 100mm High ceramic tile skirting | LM | 132 |  | 0
Polished porcelain floor tiles
E | Provide a Prime Cost rate of Thirty dollars (USD 30/=) per square metre for supply and delivery to site of 300 x 300 x 8mm thick polished porcelain floor tiles, allow taking delivery and fixing with and including approved adhesive and grouting and add for profit and overheads | SM | 376 |  | 0
F | 100mm High porcelain tile skirting | LM | 199 |  | 0
Hardwood timber skirting
G | 25mm Thick 100mm high mahogany timber skirting fixed to gypsum with well rounded top edge | LM | 49 |  | 0
Prime back to surfaces of wood before fixing
H | Surfaces of hardwood skirting of girth 0-100mm | LM | 49 |  | 0
Prepare and apply 1 undercoat and 2 coats of clear polyurethane varnish to :-
I | Surfaces of hardwood skirting of girth 100-200mm | LM | 49 |  | 0
| Carried forward |  | USD |  | 0
Item | Description | Unit | Qty | Rate(USD) | AMOUNT
ELEMENT NO 5
INTERNAL FINISHES -CONTINUED
| Brought forward |  |  |  | 0
WALL FINISHES
Cement ,lime ,sand plaster
A | 12mm Thick cement lime sand (1:1:6) in two coats steel trowelled smooth | SM | 346 |  | 0
Prepare and apply one undercoat and two finishing coats of silk vinyl emulsion paint to:-
B | Plastered surfaces of walls | SM | 346 |  | 0
Skim, prepare and apply one undercoat and two finishing coats of silk vinyl emulsion paint to:-
C | Surfaces of gypsum boards | SM | 132 |  | 0
D | Previously plastered surfaces of walls | SM | 325 |  | 0
Cement and sand (1:3) backing
E | 12mm Thick to receive ceramic wall tiles | SM | 118 |  | 0
First grade Saj Ceramic Tiles
F | 250 x 250 x 6mm Thick coloured ceramic wall tiles on prepared backing all to Architect's approval | SM | 118 |  | 0
Plastic tile edge strip
G | 9mm wide White PVC edge trim | LM | 2 |  | 0
CEILING FINISHES
Accoustic ceiling
H | 600 x 600 x 16mm Thick suspended accoustic ceiling tiles as "Armstrong Tegular Dune" or other equal and approved laid in a grid including 50 x 50 mm runners at 600mm centres complete with exposed metal hangers fixed approximately 150mm below soffits of concrete slab(Board room,reception and Management Office ) | SM | 219 |  | 0
| Carried forward |  | USD |  | 0
Item | Description | Unit | Qty | Rate(USD) | AMOUNT
ELEMENT NO 5
INTERNAL FINISHES -CONTINUED
| Brought forward |  |  |  | 0
CEILING FINISHES
Wash down fill all cracks ,prepare surfaces and apply two coats of vinyl silk emulsion paint on previously painted surfaces of:-
A | Soffites of suspended slab | SM | 181 |  | 0
ELEMENT 05 TOTAL CARRIED TO
| INTERNAL FINISHES BILL SUMMARY |  | USD |  | 0
Item | Description | Unit | Qty | Rate(USD) | AMOUNT
ELEMENT NO 6
JOINERY FITTINGS & FIXTURES
Concrete
A | Concrete class 15 in 100mm Thick plinths | SM | 3 |  | 0
Sawn formwork to:
B | Edges of beds and slab 75 - 150mm high | LM | 5 |  | 0
Kitchen worktop
C | 20mm Thick granite with and including bull-nosed edges fixed on block board (m.s) | SM | 3 |  | 0
D | 25mm Thick blockboard | SM | 3 |  | 0
E | 100 x 20mm Thick granite fascia with bull nosed edges | LM | 7 |  | 0
F | Extra over 20mm Thick granite top for cutting sink opening size 1000 x 550mm wide;load and cart away arising debris | NO | 1 |  | 0
G | Extra over 25mm Thick blockboard for cutting sink opening size 1000 x 550mm wide;load and cart away arising debris | NO | 1 |  | 0
Washroom countertops
H | 75mm Thick concrete clsss 20/20 in suspended slab | SM | 4 |  | 0
I | BRC mesh fabric reinforcement in slabs ref. A142 | SM | 4 |  | 0
J | Formwork to soffites of slab | SM | 4 |  | 0
K | Formwork to edges of beds 75 - 150mm high | LM | 8 |  | 0
L | Allow for boxing for the WHB size 350 x 350mm | NO | 4 |  | 0
M | 12mm Thick cement sand (1:3) screed to receive granite slabs | SM | 4 |  | 0
N | 20mm Thick granite slab with and including bull-nosed edges laid on prepared screed | SM | 4 |  | 0
O | Ditto but in 100mm high fascia to worktop | LM | 4 |  | 0
| Carried forward |  | USD |  | 0
Item | Description | Unit | Qty | Rate(USD) | AMOUNT
ELEMENT NO 6
JOINERY FITTINGS & FIXTURES
| Brought forward |  |  |  | 0
Kitchen Cabinets
A | Low level fitting overall size 1500mm long x 600mm deep x 750mm high comprising 20mm laminate MDF sides, top, bottom and 1 No. divisions; 1 NO. 2700mm long shelf; 1 No. full length 50 x 25mm thick timber bearer plugged to wall; 4No. laminate MDF doors each size 450mm wide x 700mm high with and including 2 No. MEPLA hinges and 100mm stainless steel handles. | NO | 1 |  | 0
B | High level fitting overall size 2000mm long x 600mm deep x 900mm high comprising 20mm laminate MDF sides, top, bottom and 1 No. divisions; 1 NO. 1400mm long shelf; 3 No. full length average 25 x 25mm thick timber bearers plugged to walls; 4No. beech laminate MDF doors each size 500mm wide x 900mm high with and including 2 No. MEPLA hinges and 100mm stainless steel handles. | NO | 1 |  | 0
ELEMENT 06 TOTAL CARRIED TO
| JOINERY FITTINGS BILL SUMMARY |  | USD |  | 0
Item | Description | Unit | Qty | Rate(USD) | AMOUNT
ELEMENT NO 7
RECEPTION COUNTERS (ALL PROVISIONAL)
Machine cut stone walling minimun strength 7N/mm bedded and jointed in cement sand mortar mix (1:3) ;reinforced with and including 25mm wide 26 gauge hoop iron at alternate courses
A | 100mm Thick walls | SM | 12 |  | 0
Vibrated reinforced concrete class 25/20 (20mm aggregate) in:-
B | 100mm Thick slab | SM | 8 |  | 0
Fabric Reinforcement
C | BRC mesh type No. A142 weighing 2.22KG/SM including 200mm minimum end and side laps | SM | 8 |  | 0
Formwork to;
D | Soffits of slab | SM | 8 |  | 0
E | Edges of slab over 75 - 150mm high | LM | 36 |  | 0
Cement and sand (1:1:6) lime plaster to walls & counter top
F | 12mm Thick two coat plaster to soffits of slab | SM | 8 |  | 0
Cement and sand (1:3) backing to walls and counter tops
G | 15mm Thick backing to receive granite slabs | SM | 28 |  | 0
Prepare and apply three coats of silk vinyl emulsion paint to:
H | Plastered walls | SM | 8 |  | 0
Granite slabs with an approved adhesive and jointed and grouted with approved coloured
I | 20mm Thick granite slabs on prepared screed (measured separately) | SM | 28 |  | 0
J | Allow a provisional sum of US Dollars One Thousand Five Hundred for installation of recessed Kenya Re backlight logo size 1500 x 800mm | SUM |  |  | 1500
ELEMENT 07 TOTAL CARRIED TO
| RECEPTION COUNTER BILL SUMMARY |  | USD |  | 1500
Item | Description | Unit | Qty | Rate(USD) | AMOUNT
ELEMENT NO 8
FURNITURE
A | Allow a Provisional Sum of USD 20,000 for the Supply, delivery and fixing in position of all furniture for the Management office all to the approval of the Project Architect and Employer . Minimum requirements for supplied furniture to include :- 3600 x 2400mm boardroom table ; 12No boardroom chairs ; 2No High back mesh chairs ; 2No Orthopedic chairs : 1No L-shaped exceutive desk and chair ; 2No 120x40x90mm high lockable cabinet ;1No 1400×1200mm high 3 drawer mobile pedestal reception counter ;2No 1650x 700x 900mm heavy duty – seater waiting bench with leather padding. | SUM |  |  | 20000
ELEMENT 08 TOTAL CARRIED TO
| FURNITURE BILL SUMMARY |  | USD |  | 20000
Item | Description | Unit | Qty | Rate (USD) | AMOUNT
CREDIT FOR SALVAGE MATERIALS
A | 2850mm high 100mm thick timber framed partition | LM | 42 |  | 0
B | 900 x 2100mm high timber door complete with frames and accessories | NO | 6 |  | 0
C | 900 x 2400mm high timber flush doors complete with frames and accessories | NO | 5 |  | 0
D | 1000 x 800mm high timber framed glass louvre windows | NO | 3 |  | 0
E | 400X350mm Wash hand basin | NO | 4 |  | 0
F | Floor mount WC suite with toilet seat and cover | NO | 4 |  | 0
G | Urinal | NO | 2 |  | 0
TOTAL CREDIT FOR SALVAGE MATERIALS
| CARRIED TO SUMMARY OF BILL |  | USD. |  | 0
BILL NO 1
MANAGEMENT OFFICE
BILL SUMMARY
AMOUNT
| ELEMENT NO. NAME | PAGE |  |  | (USD.)
1 | Demolition | 279 |  |  | 1000
2 | Walling & Partitions | 280 |  |  | 0
3 | Doors | 283 |  |  | 0
4 | Windows | 284 |  |  | 0
5 | Internal Finishes | 287 |  |  | 0
6 | Joinery Fitting & Fixtures | 289 |  |  | 0
7 | Reception counter | 290 |  |  | 1500
8 | Furniture | 290 |  |  | 20000
| SUB-TOTAL 1 |  |  |  | 22500
| Less Credit for salvage material | 292 |  |  | 0
BILL NO 1 TOTAL CARRIED TO
| MANAGEMENT OFFICE SECTION SUMMARY |  |  | USD. | 22500
BILL NO 2
CONTROL ROOM
Item | Description | Unit | Qty | Rate(USD) | AMOUNT
ELEMENT NO 1
DEMOLITIONS AND ALTERATIONS
ALL PROVISIONAL
Notes:
i) | The Contractor shall provide the method of carrying out demolition works to the Project Manager for approval.
ii) | The Contractor shall exercise necessary safety measures so as not to cause any damage to the existing structure and adjoining properties.
iii) | The Contractor shall excercise necessary safety measures so as not to cause injury to users of the building and/or other third parties.
iv) | The Contractor shall note that all salvage materials shall be the property of the Client unless indicated as " cart away". The Contractor shall be responsible for carting away debris upon approval by the Project Manager.
v) | No salvage material shall be incorporated in the works without the express written authority of the Project Manager .
vi) | The Contractor is advised to include in his rates the cost of making good all disturbed areas where it is expressly included in the description of works to be done or otherwise .
vii) | The Contractor is advised to take all necessary precautionary measures to guard against dirt , dust and noise pollution
viii) | The Contractor is advised to take all necessary precautionary measures in the removal ,handling ,storing and fixing of materials recovered from demolitions
ix) | The works will be carried out in an active site and the contractor will be constrained from noisy operations . Consequently he be required to carry out some of his activities after normal working hours and must allow this in his rates
| Carried forward |  | USD |  | 0
Item | Description | Unit | Qty | Rate(USD) | AMOUNT
ELEMENT NO 1 - DEMOLITIONS & ALTERATIONS CONTINUED
| Brought forward |  |  |  | 0
Floor
A | Carefully pull out existing PVC floor tiles including cement sand screed ; load and cart away arising debris and make good all disturbed areas (Approximately 50SM) | ITEM
Ceiling
B | Carefully bring down existing gypsum board ceiling and timber brandering; load and cart away arising debris and make good all disturbed areas (Approximately 50SM) | ITEM
Partitions
C | Carefully pull down 100mm thick x 2850mm high timber framed partition comprising 100x50mm timber framing all round and 50 x 25 intermediate posts at 1000mm vertical centres infilled with 5mm thick plywood on both sides ;load and cart away arising debris ;make good all disturbed areas(Approximately 12LM) | ITEM
Doors
D | Carefully bring down 900 x 2100mm high timber door complete with frames and accesories; load and cart away arising debris and make good all disturbed areas (2NO) | ITEM
ELEMENT 01 TOTAL CARRIED TO
| DEMS & ALTNS BILL SUMMARY |  | USD |  | 0
Item | Description | Unit | Qty | Rate(USD) | AMOUNT
ELEMENT NO 2
WALLING & PARTITIONS
Expanded Polystyrene Panels (EPS)
A | 150mm Thick expanded polstyrene panels covered on either side with electro-welded high tensile steel wire mesh joined by steel wire connectors through the EPS panel core to form a three dimensional hyper static composite of steel mesh and EPS core panel | SM | 92 |  | 0
ELEMENT 02 TOTAL CARRIED TO
| WALLING & PARTITIONS BILL SUMMARY |  | USD |  | 0
Item | Description | Unit | Qty | Rate(USD) | AMOUNT
ELEMENT NO 3
DOORS
Aluminium door
A | Supply and fix 50mm Thick powder coated aluminium door overall size 900 x 2100mm high comprising 50 x 50 x 2mm thick frames, stiles, transomes and rails infilled with 10mm thick laminated toughened glass complete with 150x25mm diameter pull handles, 2 pairs of stainless steel hinges, a pair of 900x150x2mm bumper strip plate, 2No. 900 x 150 x 1.6mm kicking plates fixed to bottom rail , "UNION" cylinder lock and escutcheon | NO | 1 |  | 0
Purpose -made security steel door
B | Supply and fix powder coated security steel door overall size 1000 x 2100mm high as " Multi-T Lock Security Systems" or other equal and approved manufacturer ; complete with powder coated steel frame and fixing including all necessary iron mongery and door furniture; all to Architect's detail and approval | NO | 1 |  | 0
Timber door
Flush doors to B.S. 459
C | 45mm Thick solid core flush door overall size 900 x 2100mm high covered both sides with 6mm thick plywood finished with mahogany scratch proof laminate and finished all round with 12.5mm thick hardwood lipping all to Architect's detail and approval | NO | 1 |  | 0
The following in wrot mahogany :-
D | 150 x 50mm Frames with 2 labours plugged | LM | 6 |  | 0
E | 75 x 25mm Architraves | LM | 6 |  | 0
F | 16mm Quadrant beading | LM | 6 |  | 0
Prime back to surfaces of wood before fixing
G | Surfaces not exceeding 100mm girth | LM | 12 |  | 0
H | Surfaces exceeding 200mm girth but not exceeding 300mm girth | LM | 6 |  | 0
| Carried forward |  | USD |  | 0
Item | Description | Unit | Qty | Rate(USD) | AMOUNT
ELEMENT NO 3 - DOORS CONTINUED
| Brought forward |  |  |  | 0
Prepare and apply three coats of clear polyurethane wood varnish to:
A | Surfaces not exceeding 100mm girth | LM | 12 |  | 0
B | Surfaces exceeding 200mm girth but not exceeding 300mm girth | LM | 6 |  | 0
C | General surfaces of doors | SM | 4 |  | 0
Precast concrete class 20/20 :-
D | 200 X 300 mm Thick lintel comprising 4No T12 bars and T8 links at 250mm centres complete with all necessary formwork | LM | 2 |  | 0
Supply and fix the following ironmongery with matching screws all as per ''UNION" catalogue or other equal and approved
E | 100mm Brass polished butt hinges | PRS | 2 |  | 0
F | 2 Lever mortice door lock | NO | 1 |  | 0
G | 38mm Diameter Oval chrome door stop asr "Union" ref. DS-01 CH or other equal and approved | NO | 3 |  | 0
H | Polished brass lever door handles | NO | 1 |  | 0
I | 750mm Long x 150mm high x 2mm thick aluminium kick plates | NO | 1 |  | 0
J | 150mm long solid brass with antique brass finish and lacquer coating hat and coat hook | NO | 1 |  | 0
K | 250 x 75 mm Stainless door sign with 3.5mm thick aluco board complete with engravings | NO | 3 |  | 0
L | 900 x 23 x 8mm Aluminium plated nylon soft brush door sweep fixed to bottom of server room door | NO | 1 |  | 0
M | Overhead door closer standard power 4 with cover or other equal and approved | NO | 3 |  | 0
ELEMENT 03 TOTAL CARRIED TO
| DOORS BILL SUMMARY |  |  |  | 0
Item | Description | Unit | Qty | Rate(USD) | AMOUNT
ELEMENT NO 4
WINDOWS
Aluminium posts
A | 80 x 40 x 1.5mm(0.900kg/m) Thick rectangular hollow section powder coated aluminium frames with and including rubber seal all round infilled with glass (m.s) | LM | 6 |  | 0
Glass
B | 8mm Thick laminated clear glass fixed to aluminium frame with and including aluminium beadings | SM | 2 |  | 0
Glass film
C | Supply and fix frosted film to glazed panels | SM | 2 |  | 0
Mild Steel Grille Burglar Proofing
D | Mild steel grille grille comprising 50 x 30 x 3mm RHS vertical members welded in 650mm centres ,20 x 20 x 3mm SHS horizontal rails welded to vertical frame members in 410mm centres, infilled with 20 x 20 x 3mm SHS vertical members welded to 20 x 20 x 3mm SHS horizontal middle members in 100mm centres and vertical mid members in 20 x 20 x 2mm RHS horizontal members at 380mm centres as per the Architect's detail. | SM | 7 |  | 0
Prime and apply three coats gloss paint on:-
E | Metal surfaces of burglar proofing grilles (measured both sides overall) | SM | 13 |  | 0
ELEMENT 04 TOTAL CARRIED TO
| WINDOWS BILL SUMMARY |  | USD |  | 0
Item | Description | Unit | Qty | Rate(USD) | AMOUNT
ELEMENT NO 5
INTERNAL FINISHES
FLOOR FINISHES
Cement and sand (1:4) screed to receive flooring
A | 32mm Thick to receive porcelain tiles | SM | 50 |  | 0
Polished porcelain floor tiles
B | Provide a Prime Cost rate of Thirty dollars (USD 30/=) per square metre for supply and delivery to site of 300 x 300 x 8mm polished porcelain floor tiles, allow taking delivery and fixing with and including approved adhesive and matching colored grouting and add for profit and overheads | SM | 50 |  | 0
C | 100mm High porcelain tile skirting | LM | 78 |  | 0
WALL FINISHES
Cement ,lime ,sand plaster
G | 12mm Thick cement lime sand (1:1:6) in two coats steel trowelled smooth | SM | 184 |  | 0
Prepare and apply one undercoat and two finishing coats of silk vinyl emulsion paint to:-
H | Plastered surfaces of walls | SM | 184 |  | 0
Cement and sand (1:3) backing
I | 12mm Thick to receive ceramic wall tiles | SM | 13 |  | 0
First grade Saj Ceramic Tiles
J | 250 x 250 x 6mm Thick coloured ceramic wall tiles on prepared backing all to Architect's approval | SM | 13 |  | 0
Plastic tile edge strip
K | 9mm wide White PVC edge trim | LM | 3 |  | 0
| Carried forward |  | USD |  | 0
Item | Description | Unit | Qty | Rate(USD) | AMOUNT
ELEMENT NO 5
INTERNAL FINISHES -CONTINUED
| Brought forward |  |  |  | 0
CEILING FINISHES
Accoustic ceiling
A | 600 x 600 x 16mm Thick suspended accoustic ceiling tiles as "Armstrong Tegular Dune" or other equal and approved laid in a grid including 50 x 50 mm runners at 600mm centres complete with exposed metal hangers fixed approximately 250mm below soffits of concrete slab | SM | 50 |  | 0
Gypsum Board Ceiling
B | 12.5mm Thick gypsum bulkhead ceiling to shapes and patterns as per Arctitect's details complete with standard galvanised metal sections fixed approximately 350mm below soffits of concrete slab | SM | 25 |  | 0
Skim,prepare and apply three coats matt vinyl emulsion paint to:-
C | Gypsum board ceiling | SM | 25 |  | 0
ELEMENT 05 TOTAL CARRIED TO
| INTERNAL FINISHES BILL SUMMARY |  | USD |  | 0
Item | Description | Unit | Qty | Rate(USD) | AMOUNT
ELEMENT NO 6
JOINERY FITTINGS
Concrete
A | Concrete class 15 in 100mm Thick plinths | SM | 2 |  | 0
Sawn formwork to:
B | Edges of beds and slab 75 - 150mm high | LM | 3 |  | 0
Kitchen worktop
C | 20mm Thick granite with and including bull-nosed edges fixed on block board (m.s) | SM | 2 |  | 0
D | 25mm Thick blockboard | SM | 2 |  | 0
E | 100 x 20mm Thick granite fascia with bull nosed edges | LM | 4 |  | 0
F | Extra over 20mm Thick granite top for cutting sink opening size 1000 x 550mm wide;load and cart away arising debris | NO | 1 |  | 0
G | Extra over 25mm Thick blockboard for cutting sink opening size 1000 x 550mm wide;load and cart away arising debris | NO | 1 |  | 0
Washroom countertops
H | 75mm Thick concrete clsss 20/20 in suspended slab | SM | 1 |  | 0
I | BRC mesh fabric reinforcement in slabs ref. A142 | SM | 1 |  | 0
J | Formwork to soffites of slab | SM | 1 |  | 0
K | Formwork to edges of beds 75 - 150mm high | LM | 3 |  | 0
L | Allow for boxing for the WHB size 350 x 350mm | NO | 1 |  | 0
M | 12mm Thick cement sand (1:3) screed to receive granite slabs | SM | 1 |  | 0
N | 20mm Thick granite slab with and including bull-nosed edges laid on prepared screed | SM | 1 |  | 0
O | Ditto but in 100mm high fascia to worktop | LM | 1 |  | 0
| Carried forward |  | USD |  | 0
Item | Description | Unit | Qty | Rate(USD) | AMOUNT
ELEMENT NO 6
JOINERY FITTINGS (CONTINUED)
| Brought forward |  |  |  | 0
Kitchen Cabinets
H | Low level fitting overall size 2950mm long x 600mm deep x 750mm high comprising 20mm laminate MDF board sides, top, bottom and 1 No. divisions; 1 NO. 2700mm long shelf; 1 No. full length 50 x 25mm thick timber bearer plugged to wall; 4No. laminate MDF doors each size 450mm wide x 700mm high with and including 2 No. MEPLA hinges and 100mm stainless steel handles.(HA/01/A/16, Sheet 09) | NO | 1 |  | 0
I | High level fitting overall size 2950mm long x 300mm deep x 900mm high comprising 20mm laminate MDF board sides, top, bottom and 1 No. divisions; 1 NO. 1400mm long shelf; 3 No. full length average 25 x 25mm thick timber bearers plugged to walls; 4No. beech laminate MDF doors each size 500mm wide x 900mm high with and including 2 No. MEPLA hinges and 100mm stainless steel handles. | NO | 1 |  | 0
ELEMENT 06 TOTAL CARRIED TO
| JOINERY FITTINGS BILL SUMMARY |  | USD |  | 0
Item | Description | Unit | Qty | Rate(USD) | AMOUNT
ELEMENT NO 7
FURNTITURE
A | Provide a Provisional Sum of USD 15,000 for the Supply, installation, testing and commissioning of all the equipment and infrastructure (conduits, cabling, racks, power suppliers, furniture etc..) for the Command Control Room as defined in this document. Minimum requirements for supplied furniture to include :- 3600 x 1200mm work table ; 4No Orthopedic chairs ; 4No 120x40x90mm high lockable cabinet ;Monitor support stands ;customised grommets on workstations | SUM |  |  | 15000
ELEMENT 07 TOTAL CARRIED TO
| FURNITURE BILL SUMMARY |  | USD |  | 15000
Item | Description | Unit | Qty | Rate (USD) | AMOUNT
CREDIT FOR SALVAGE MATERIALS
A | 2850mm high 100mm thick timber framed partition | LM | 12 |  | 0
B | 900 x 2100mm high timber door complete with frames and accessories | NO | 2 |  | 0
TOTAL CREDIT FOR SALVAGE MATERIALS
| CARRIED TO SUMMARY OF BILL |  | USD. |  | 0
BILL NO 2
CONTROL ROOM
BILL SUMMARY
AMOUNT
| ELEMENT NO. NAME | PAGE |  |  | (USD.)
1 | Demolition | 296 |  |  | 0
2 | Walling & Partitions | 297 |  |  | 0
3 | Doors | 299 |  |  | 0
4 | Windows | 300 |  |  | 0
5 | Internal Finishes | 302 |  |  | 0
6 | Joinery Fitting | 304 |  |  | 0
7 | Furniture | 305 |  |  | 15000
| SUB-TOTAL 1 |  |  |  | 15000
| Less Credit for salvage material | 306 |  |  | 0
BILL NO 2 TOTAL CARRIED TO
| CONTROL ROOM SECTION SUMMARY |  |  | USD. | 15000
BILL NO 3
FIRE DOORS ,ROLLER SHUTTERS & GATES
Item | Description | Unit | Qty | Rate(USD) | AMOUNT
BILL NO 3
FIRE DOORS , ROLLER SHUTTERS & GATES
Demolition
A | Carefully remove existing fire exit doors including all frames and accessories ; load and cart away arising debris and make good all disturbed area (22 N0) | ITEM
Purpose made units
Metal Fire Rated Doors to BS 476-22:1987
B | Supply and fix 54mm Thick (FR60) 1 hour fire rated steel door including steel fire rated door frames, overhead door closer ,door locks , 3No. spring loaded 360 degree turning heavy duty parliament hinges ,panic bar with and including 20x4mm wide intumescent seals fitted all round ;door to be equiped with magnetic door contacts as per Security Consultants specification ; door leaf and frames finished in bright red intumescent paint ;door overall size 900x2100mm high all to the approval of the Project Manager | NO | 4 |  | 0
Timber Fire Rated Doors to BS 476-22:1987
C | Supply and fix 54mm Thick (FR90) 90 minute fire rated timber door including fire rated door frames, overhead door closer ,door locks , 3No. spring loaded self closing hinges ,panic bar with and including 20x4mm wide intumescent seals fitted all round ;door to be equiped with magnetic door contacts as per Security Consultants specification ; door leaf and frames finished in bright red intumescent paint ;door overall size 900x2100mm high all to the approval of the Project Manager | NO | 18 |  | 0
Roller shutters
D | Supply and fix purpose made mild steel roller shutter overall size 1800x 3350mm high; complete with 100x100x3mm thick mild steel SHS all round ; shutter to comprise door panel with folding slates ,socket head screws with pins ,flange platesaiming pully ,locking box and steel bar pedestal fixed to floor ;include one coat of primer before fixing ,one undercoat and two finishing coats of gloss oil paint to the approval of the Architect (Main Tower Entrance ) | NO | 2 |  | 0
| Carried forward |  | USD |  | 0
Item | Description | Unit | Qty | Rate(USD) | AMOUNT
BILL NO 3
FIRE DOORS ROLLER SHUTTERS & GATES-CONTINUED
| Brought forward |  |  |  | 0
Roller shutters-continued
A | Supply and fix purpose made mild steel roller shutter overall size 4000x 3350mm high; complete with 100x100x3mm thick mild steel SHS all round ; shutter to comprise door panel with folding slates ,socket head screws with pins ,flange platesaiming pully ,locking box and steel bar pedestal fixed to floor ;include one coat of primer before fixing ,one undercoat and two finishing coats of gloss oil paint to the approval of the Architect (Shop Units Entrance ) | NO | 1 |  | 0
Mild steel gate
B | Steel gate, overall size 6000 x 4000mm high in 2No.equal leaves size 2000mm x 4000mm comprising 40 x 40 x 2mm RHS frames 40 x 25 x 1.5mm RHS middle horizontal members at 950mm centres, 40 x 25 x 1.5mm RHS alternating intermediate vertical frames at 125mm centres with iron spikes to approval on the opposite side anchored to 100 x 100 x 3mm RHS frames all round ;include one coat of primer before fixing ,one undercoat and two finishing coats of gloss oil paint to the approval of the Architect(Main entry gate) | NO | 1 |  | 0
| SUB -TOTAL 1 |  |  |  | 0
Less Salvage material
CREDIT FOR SALVAGE MATERIALS
C | 900 X 2100mm high fire exit doors including all frames and accessories | NO | 22 |  | 0
BILL NO 3 TOTAL CARRIED TO
| FIRE DOORS & SHUTTERS SECTION SUMMARY |  | USD |  | 0
BILL NO 4
BUILDERS WORK IN CONNECTION WITH SPECIALIST WORKS
Item | Description | Unit | Qty | Rate(USD) | AMOUNT
BUILDERS WORKS IN CONNECTION TO SPECIALIST WORKS(ALL PROVISIONAL)
SECURITY INSTALLATIONS
Cut for and attend in all trades on the Contractor installing
the following points in a mainly concealed system ,including
chases, holes and recesses, notching timber drilling etc..,
making good all finishes
A | Walk through metal detectors | NO | 2 |  | 0
B | Fixed panic button | NO | 6 |  | 0
C | Intercom system outlet points | NO | 3 |  | 0
D | Wall monitors | NO | 3 |  | 0
E | Emergency break glass key box | NO | 25 |  | 0
F | Public address system speakers outlet points | NO | 60 |  | 0
G | Gun shooting detector sensors | NO | 6 |  | 0
H | CCTV/LPR system outlet points | NO | 150 |  | 0
I | Guard patrol system points | NO | 20 |  | 0
J | Installations of boom barrier | NO | 2 |  | 0
| Carried forward |  | USD |  | 0
Item | Description | Unit | Qty | Rate(USD) | AMOUNT
BUILDERS WORKS IN CONNECTION TO SPECIALIST WORKS - CONTINUED
| Brought forward |  |  |  | 0
MECHANICAL WORKS
Cut for and attend in all trades on the Contractor installing the following points in a mainly concealed system,including chases ,holes and recesses , notching timber ,drilling etc.., and making good all finishes(PROVISIONAL)
A | Wall hung WC suite | NO | 5 |  | 0
B | Wall hung urinal | NO | 2 |  | 0
C | Pedestal wash hand basin | NO | 5 |  | 0
D | Hand driers | NO | 3 |  | 0
E | Undersink water heater | NO | 2 |  | 0
F | Kitchen hood | NO | 2 |  | 0
G | Kitchen sink | NO | 2 |  | 0
H | Chasing for 100mm uPVC drain pipe | LM | 200 |  | 0
I | Extract fan outlet point | NO | 3 |  | 0
J | Air conditioning unit outlet point | NO | 10 |  | 0
K | Chasing for 25mm diamter PPR /GMS pipes | LM | 262 |  | 0
L | Chasing for 15mm diamter GMS pipes | LM | 21 |  | 0
| Carried forward |  |  |  | 0
Item | Description | Unit | Qty | Rate(USD) | AMOUNT
BUILDERS WORKS IN CONNECTION TO SPECIALIST WORKS - CONTINUED
| Brought forward |  |  |  | 0
ELECTRICAL WORKS
Cut for and attend in all trades on the Contractor installing the following points in a part concealed part surface mounted system,including chases ,holes and recesses , notching timber ,drilling etc.., and making good all finishes(PROVISIONAL)
A | Lighting points with associated switches | NO | 38 |  | 0
B | Emergency exit light points | NO | 20 |  | 0
C | Power outlet points | NO | 131 |  | 0
D | Distribution boards & MCBs | NO | 64 |  | 0
E | Magnetic loop vehicle detector outlet point | NO | 2 |  | 0
F | Walk through metal detector outlet point | NO | 2 |  | 0
G | Luggage scanners outlets point | NO | 2 |  | 0
H | Turnstiles outlet point | NO | 2 |  | 0
I | Access contol outlet points | NO | 4 |  | 0
J | Panic button outlet points | NO | 10 |  | 0
K | Chasing for PVC conduits passing through floor | LM | 48 |  | 0
L | Chasing for PVC conduits passing through walls | LM | 280 |  | 0
M | Allow a provisional sum of US Dollars One Thousand (USD 1000/=) for additional builders works in connection to specialist works | SUM |  |  | 1000
BILL NO 4 BUILDERS WORK IN CONNECTION TO SPECIALIST INSTALLATION
| TOTAL CARRIED TO SECTION SUMMARY |  |  |  | 1000

## BUILDERS WORK SUMMARY
PROPOSED INTEGRATED SECURITY MANAGEMENT SYSTEM
AT REINSURANCE PLAZA -KISUMU FOR KENYA REINSURANCE CORPORATION
SECTION 04 SUMMARY
BUILDERS WORK SUMMARY
AMOUNT
| BILL NAME | PAGE | (USD.)
1 | MANAGEMENT OFFICE | 293 | 22500
2 | CONTROL ROOM | 307 | 15000
3 | FIRE DOORS & SHUTTERS | 310 | 0
4 | BUILDERS WORK IN CONNECTION WITH SPECIALIST INSTALLATIONS | 314 | 1000
SECTION NO 4 - BUILDERS WORK
| TOTAL CARRIED FORWARD TO GRAND SUMMARY |  | 38500

## GRAND SUMMARY
PROPOSED INTEGRATED SECURITY MANAGEMENT SYSTEM
AT REINSURANCE PLAZA -KISUMU FOR KENYA REINSURANCE CORPORATION
GRAND SUMMARY
AMOUNT
| SECTION NAME | PAGE | (USD.)
1 | PRELIMINARIES | 234 | 41000
2 | SECURITY INSTALLATIONS | 243 | 0
3 | MECHANICAL ,ELECTRICAL AND PLUMBING INSTALLATIONS | 274 | 500
4 | BUILDERS WORK | 315 | 38500
| TOTALTENDER PRICE CARRIED FORWARD TO FORM OF TENDER | USD. | 80000